## _Information (hidden)
Bid No. |  | INVITATION TO BID NO. VKS1-SWG-01
Supply and Construction
Scope of Work |  | SUPPLY OF 115 KV COMPACT SWITCHGEAR
Project |  | TRANSMISSION SYSTEM FOR HYDRO-FLOATING SOLAR HYBRID PROJECT VAJIRALONGKORN DAM UNIT 1
Job No.
Substation | 1
Completion Date (months)
Supply Equipment
CFR Thai Port
DDP or EGAT's Store
Ex-works
Parameter
Customs Clearance |  | 0.01
Marine Insurance Premium |  | 0.000898
VAT |  | 0.07
Local Preference
Exchange Rate
Currency | THB | 1
THB
THB
THB
THB
Exchange Rate Date (dd/mm/yyyy)
Note ให้แก้ไขและเพิ่มเติมข้อมูลในช่องสีฟ้า

## _COVER (hidden)
Fund Commitment Date (dd/mm/yyyy)
EGAT Contract No. |  |  |  |  | International Bid | Y ¦ Yes
Contractor |  |  |  |  | %Insurance | 0.0898
Purchasing Method | 03 ¦ ประกวดราคา
Purchasing Organization | 2000
Purchasing Group | 270 ¦ หจจ-พ.
L/I Date (dd/mm/yyyy)
Confirm L/I Date (dd/mm/yyyy)
Default Requisitioner
Default Plant | HQ31
Validity Start
Validity End
Exchange Rate Date (dd/mm/yyyy)
Default Fund Center
COD Date (dd/mm/yyyy)
Contract Sign Date (dd/mm/yyyy)
Currency1 | THB | = | 1
Currency2 |  | = | 0 | THB
Currency3 |  | = | 0 | THB
Currency4 |  | = | 0 | THB
Currency5 |  | = | 0 | THB
Note ให้แก้ไขและเพิ่มเติมข้อมูลในช่องสีฟ้า
PRJTSP61400

## _DDList (hidden)
01 | ตกลงราคา | 01 ¦ ตกลงราคา | 240 | หซส-ห. | 240 ¦ หซส-ห. | Y ¦ Yes
02 | สอบราคา | 02 ¦ สอบราคา | 245 | สมสิทธิ์ ทรัพย์วิไล | 245 ¦ สมสิทธิ์ ทรัพย์วิไล | ¦ No
03 | ประกวดราคา | 03 ¦ ประกวดราคา | 246 | กุลวดี พ่วงลาภ | 246 ¦ กุลวดี พ่วงลาภ
04 | วิธีพิเศษ | 04 ¦ วิธีพิเศษ | 247 | วัลลภา ชีวธนากรณ์ก | 247 ¦ วัลลภา ชีวธนากรณ์ก
05 | กรณีพิเศษ | 05 ¦ กรณีพิเศษ | 250 | หสซ-ห. | 250 ¦ หสซ-ห.
06 | ระบบอิเลกทรอนิกส์ | 06 ¦ ระบบอิเลกทรอนิกส์ | 253 | จิตติมา อ้นขวัญเมือง | 253 ¦ จิตติมา อ้นขวัญเมือง
07 | E-AUCTION | 07 ¦ E-AUCTION | 255 | เพิ่มบุญ ผ่องบุพกิจ | 255 ¦ เพิ่มบุญ ผ่องบุพกิจ
|  |  | 256 | กานต์ชนก ผู้อุตส่าห์ | 256 ¦ กานต์ชนก ผู้อุตส่าห์
|  |  | 257 | สาธิมน อารยโกศล | 257 ¦ สาธิมน อารยโกศล
|  |  | 258 | สุนิศา แย้มอยู่ | 258 ¦ สุนิศา แย้มอยู่
|  |  | 260 | หสจ-ห. | 260 ¦ หสจ-ห.
|  |  | 261 | เบญญาลักษณ์ ศรลัมพ์ | 261 ¦ เบญญาลักษณ์ ศรลัมพ์
|  |  | 263 | ธนกฤต ปิยจินดาวงศ์ | 263 ¦ ธนกฤต ปิยจินดาวงศ์
|  |  | 264 | ธนพร ตันติวิษณุโสภิต | 264 ¦ ธนพร ตันติวิษณุโสภิต
|  |  | 265 | ยศวดี โค้วคาศัย | 265 ¦ ยศวดี โค้วคาศัย
|  |  | 270 | หจส-ห. | 270 ¦ หจส-ห.
|  |  | 271 | กรรณิกา ธชาลุภัฎ | 271 ¦ กรรณิกา ธชาลุภัฎ
|  |  | 274 | อาสยา ช่างวิทยาการ | 274 ¦ อาสยา ช่างวิทยาการ
|  |  | 280 | กจพส-ห. | 280 ¦ กจพส-ห.
|  |  | 281 | นพวรรณ กาญจนะวรรณ | 281 ¦ นพวรรณ กาญจนะวรรณ
|  |  | 283 | นิภา มัทธุรส | 283 ¦ นิภา มัทธุรส

## _UOM (hidden)
Unit in Price schedule (Column O) | SAP Unit code
Body | BOD
Bore | EA
Car-month | CMO
Cubic meter | CZ
Disc | DIS
Each | EA
Job | JB
Kilometer | KM
Leg | LEG
Lot | LT
M | MR
Man day | MDA
Meter | MR
Pc. | PC
Post | EA
Set | SE
Set of Test | TST
Sq. meter | SM
Structure | STR
Test | TST
Ton | TN
Tower | TOW
Lump Sum | LUM
crossing | JB
piece | PC
reel | RE
km | KM
0 | 0
0 | 0
0 | 0
0 | 0
0 | 0
0 | 0
0 | 0
0 | 0
0 | 0
0 | 0
0 | 0
0 | 0
0 | 0
0 | 0
0 | 0
0 | 0
0 | 0
0 | 0
0 | 0
0 | 0
0 | 0
0 | 0
0 | 0
0 | 0
0 | 0
0 | 0
0 | 0
0 | 0
0 | 0
0 | 0
0 | 0
0 | 0
0 | 0
0 | 0
0 | 0
0 | 0
0 | 0
0 | 0
0 | 0
0 | 0
0 | 0
0 | 0
0 | 0
0 | 0
0 | 0
0 | 0
0 | 0
0 | 0
0 | 0
0 | 0
0 | 0
0 | 0
0 | 0
0 | 0
0 | 0
0 | 0
0 | 0
0 | 0
0 | 0
0 | 0
0 | 0
0 | 0
0 | 0
0 | 0
0 | 0
0 | 0
0 | 0
0 | 0
0 | 0
0 | 0
0 | 0
0 | 0
0 | 0
0 | 0
0 | 0
0 | 0
0 | 0
0 | 0
0 | 0
0 | 0
0 | 0
0 | 0

## _SUMALL
INVITATION TO BID NO. VKS1-SWG-01
SUMMARY OF BID PRICE
SUPPLY OF 115 KV COMPACT SWITCHGEAR
TRANSMISSION SYSTEM FOR HYDRO-FLOATING SOLAR HYBRID PROJECT VAJIRALONGKORN DAM UNIT 1
Job No. | Substation | Delivery Required by EGAT |  |  |  | Material group | Code No. | No. | Description | Short Description | Drawing No. / Reference No. | Qty. | Unit | Currency | Supply of Equipment |  |  |  | Supply of Equipment |  | Supply of Equipment |  | Supply of Equipment |  |  |  | Supply of Equipment |  | Supply of Equipment |  | Supply of Equipment |  | Foreign Currency |  | Local Currency |  | Local Transportation |  | Local Transportation, Construction and Installation |  | Purchase Price Offered for Dismantled Equipment |  | Plant |  | UOM |  |  |  | CFR Thai Port | CIF Thai Port | DDP EGAT 's Store | Local Transportation | Custom Clearance | DDP EGAT 's Store | Ex-works Price | Local Transportation | Foreign Currency | Local Currency | Local Transportation to EGAT 's Store | Local Transportation, Construction and Installation | Long Description | Short Description
|  | (with in months after receipt of the notification of award) | [12 empty] | Foreign Supply |  |  |  | Foreign Supply |  | Foreign Supply |  | Foreign Supply | [5 empty] | Local Supply |  | Local Supply | [22 empty] | ( excluding VAT ) | ( excluding VAT )
[5 empty] | Completion Date | [9 empty] | FOB Vessel | Cost of | CFR Thai Port |  | CIF Thai Port |  | DDP EGAT 's Store |  | Local Transportation |  | Custom Clearance |  | DDP EGAT 's Store |  | Ex-works Price |  | Local Transportation | [12 empty] | Breakdown tab |  | Proposed Price | Evaluation Price | Incoterm | CFR | CIF | DDP | ZTF | ZCC | DDP | EXW | ZTL |  |  | ZTT | ZCN
|  | CFR Thai Port | DDP or EGAT's Store | Ex-works | [11 empty] | Transportation | [10 empty] | ( excluding VAT ) |  | ( excluding VAT ) |  | ( excluding VAT ) |  |  |  | ( excluding VAT ) |  | ( excluding VAT ) |  | ( excluding VAT ) |  | ( including VAT ) | [6 empty] | Material group |  |  |  | SV-TRN-MT | SV-CTM |  |  | SV-TRN-MT |  |  | SV-TRN-MT | SV-CVL
[16 empty] | to Thai Port | [6 empty] | Baht |  | Baht |  | Baht |  | Baht |  | Baht |  |  |  | Baht |  | Baht |  | Baht |  | Baht |  |  |  |  | Baht | Baht
|  | (month) | (month) | (month) | (month) | [9 empty] | Unit Price | Unit Price | Unit Price | Amount | Unit Price | Amount | Unit Price | Amount | Unit Price | Amount | Unit Price | Amount | Unit Price | Amount | Unit Price | Amount | Unit Price | Amount | Unit Price | Amount | Unit Price | Amount | Unit Price | Amount | Unit Price | Amount | Unit Price | Amount
0 | 0 |  |  |  | 0 |  |  | 1 | Schedule 1 : Compact Switchgear | [8 empty] | 0 |  |  |  | 0 | [5 empty] | 0 |  | 0 |  | 0 |  | 0 |  | 0 |  | 0 |  | 0 |  | 0 |  |  | 0 | #N/A | #N/A
0 | 0 |  |  |  | 0 | [12 empty] | 0 |  |  |  | 0 | [9 empty] | 0 |  | 0 | [5 empty] | 0 |  | 0 |  |  | 0
0 | 0 |  |  |  | 0 | [12 empty] | 0 |  |  |  | 0 | [9 empty] | 0 |  | 0 | [5 empty] | 0 |  | 0 |  |  | 0
0 | 0 |  |  |  | 0 | [12 empty] | 0 |  |  |  | 0 | [9 empty] | 0 |  | 0 | [5 empty] | 0 |  | 0 |  |  | 0
0 | 0 |  |  |  | 0 |  |  | 2 | Schedule 2 : | [8 empty] | 0 |  |  |  | 0 | [5 empty] | 0 |  | 0 |  | 0 |  | 0 |  | 0 |  | 0 |  | 0 |  | 0 |  |  | 0 | 0 | 0
0 | 0 |  |  |  | 0 | [12 empty] | 0 |  |  |  | 0 | [9 empty] | 0 |  | 0 | [5 empty] | 0 |  | 0 |  |  | 0
0 | 0 |  |  |  | 0 | [12 empty] | 0 |  |  |  | 0 | [9 empty] | 0 |  | 0 | [5 empty] | 0 |  | 0 |  |  | 0
0 | 0 |  |  |  | 0 | [12 empty] | 0 |  |  |  | 0 | [9 empty] | 0 |  | 0 | [5 empty] | 0 |  | 0 |  |  | 0
0 | 0 |  |  |  | 0 |  |  | 3 | Schedule 3 : | [8 empty] | 0 |  |  |  | 0 | [5 empty] | 0 |  | 0 |  | 0 |  | 0 |  | 0 |  | 0 |  | 0 |  | 0 |  |  | 0 | 0 | 0
0 | 0 |  |  |  | 0 | [12 empty] | 0 |  |  |  | 0 | [9 empty] | 0 |  | 0 | [5 empty] | 0 |  | 0 |  |  | 0
0 | 0 |  |  |  | 0 | [12 empty] | 0 |  |  |  | 0 | [9 empty] | 0 |  | 0 | [5 empty] | 0 |  | 0 |  |  | 0
0 | 0 |  |  |  | 0 | [12 empty] | 0 |  |  |  | 0 | [9 empty] | 0 |  | 0 | [5 empty] | 0 |  | 0 |  |  | 0
0 | 0 |  |  |  | 0 |  |  | 4 | Schedule 4 : | [8 empty] | 0 |  |  |  | 0 | [5 empty] | 0 |  | 0 |  | 0 |  | 0 |  | 0 |  | 0 |  | 0 |  | 0 |  |  | 0 | 0 | 0
0 | 0 |  |  |  | 0 | [12 empty] | 0 |  |  |  | 0 | [9 empty] | 0 |  | 0 | [5 empty] | 0 |  | 0 |  |  | 0
0 | 0 |  |  |  | 0 | [12 empty] | 0 |  |  |  | 0 | [9 empty] | 0 |  | 0 | [5 empty] | 0 |  | 0 |  |  | 0
0 | 0 |  |  |  | 0 | [12 empty] | 0 |  |  |  | 0 | [9 empty] | 0 |  | 0 | [5 empty] | 0 |  | 0 |  |  | 0
0 | 0 |  |  |  | 0 |  |  | 5 | Schedule 5 : | [8 empty] | 0 |  |  |  | 0 | [5 empty] | 0 |  | 0 |  | 0 |  | 0 |  | 0 |  | 0 |  | 0 |  | 0 |  |  | 0 | 0 | 0
0 | 0 |  |  |  | 0 | [12 empty] | 0 |  |  |  | 0 | [9 empty] | 0 |  | 0 | [5 empty] | 0 |  | 0 |  |  | 0
0 | 0 |  |  |  | 0 | [12 empty] | 0 |  |  |  | 0 | [9 empty] | 0 |  | 0 | [5 empty] | 0 |  | 0 |  |  | 0
0 | 0 |  |  |  | 0 | [12 empty] | 0 |  |  |  | 0 | [9 empty] | 0 |  | 0 | [5 empty] | 0 |  | 0 |  |  | 0
0 | 0 |  |  |  | 0 |  |  | 6 | Schedule 6 : | [8 empty] | 0 |  |  |  | 0 | [5 empty] | 0 |  | 0 |  | 0 |  | 0 |  | 0 |  | 0 |  | 0 |  | 0 |  |  | 0 | 0 | 0
0 | 0 |  |  |  | 0 | [12 empty] | 0 |  |  |  | 0 | [9 empty] | 0 |  | 0 | [5 empty] | 0 |  | 0 |  |  | 0
0 | 0 |  |  |  | 0 | [12 empty] | 0 |  |  |  | 0 | [9 empty] | 0 |  | 0 | [5 empty] | 0 |  | 0 |  |  | 0
0 | 0 |  |  |  | 0 | [12 empty] | 0 |  |  |  | 0 | [9 empty] | 0 |  | 0 | [5 empty] | 0 |  | 0 |  |  | 0
0 | 0 |  |  |  | 0 |  |  | 7 | Schedule 7 : | [8 empty] | 0 |  |  |  | 0 | [5 empty] | 0 |  | 0 |  | 0 |  | 0 |  | 0 |  | 0 |  | 0 |  | 0 |  |  | 0 | 0 | 0
0 | 0 |  |  |  | 0 | [12 empty] | 0 |  |  |  | 0 | [9 empty] | 0 |  | 0 | [5 empty] | 0 |  | 0 |  |  | 0
0 | 0 |  |  |  | 0 | [12 empty] | 0 |  |  |  | 0 | [9 empty] | 0 |  | 0 | [5 empty] | 0 |  | 0 |  |  | 0
0 | 0 |  |  |  | 0 | [12 empty] | 0 |  |  |  | 0 | [9 empty] | 0 |  | 0 | [5 empty] | 0 |  | 0 |  |  | 0
0 | 0 |  |  |  | 0 |  |  | 8 | Schedule 8 : | [8 empty] | 0 |  |  |  | 0 | [5 empty] | 0 |  | 0 |  | 0 |  | 0 |  | 0 |  | 0 |  | 0 |  | 0 |  |  | 0 | 0 | 0
0 | 0 |  |  |  | 0 | [12 empty] | 0 |  |  |  | 0 | [9 empty] | 0 |  | 0 | [5 empty] | 0 |  | 0 |  |  | 0
0 | 0 |  |  |  | 0 | [12 empty] | 0 |  |  |  | 0 | [9 empty] | 0 |  | 0 | [5 empty] | 0 |  | 0 |  |  | 0
0 | 0 |  |  |  | 0 | [12 empty] | 0 |  |  |  | 0 | [9 empty] | 0 |  | 0 | [5 empty] | 0 |  | 0 |  |  | 0
0 | 0 |  |  |  | 0 |  |  | 9 | Schedule 9 : | [8 empty] | 0 |  |  |  | 0 | [5 empty] | 0 |  | 0 |  | 0 |  | 0 |  | 0 |  | 0 |  | 0 |  | 0 |  |  | 0 | 0 | 0
0 | 0 |  |  |  | 0 | [12 empty] | 0 |  |  |  | 0 | [9 empty] | 0 |  | 0 | [5 empty] | 0 |  | 0 |  |  | 0
0 | 0 |  |  |  | 0 | [12 empty] | 0 |  |  |  | 0 | [9 empty] | 0 |  | 0 | [5 empty] | 0 |  | 0 |  |  | 0
0 | 0 |  |  |  | 0 | [12 empty] | 0 |  |  |  | 0 | [9 empty] | 0 |  | 0 | [5 empty] | 0 |  | 0 |  |  | 0
0 | 0 |  |  |  | 0 |  |  | 10 | Schedule 10 : | [8 empty] | 0 |  |  |  | 0 | [5 empty] | 0 |  | 0 |  | 0 |  | 0 |  | 0 |  | 0 |  | 0 |  | 0 |  |  | 0 | 0 | 0
0 | 0 |  |  |  | 0 | [12 empty] | 0 |  |  |  | 0 | [9 empty] | 0 |  | 0 | [5 empty] | 0 |  | 0 |  |  | 0
0 | 0 |  |  |  | 0 | [12 empty] | 0 |  |  |  | 0 | [9 empty] | 0 |  | 0 | [5 empty] | 0 |  | 0 |  |  | 0
0 | 0 |  |  |  | 0 | [12 empty] | 0 |  |  |  | 0 | [9 empty] | 0 |  | 0 | [5 empty] | 0 |  | 0 |  |  | 0
0 | 0 |  |  |  | 0 |  |  | 11 | Schedule 11 : | [8 empty] | 0 |  |  |  | 0 | [5 empty] | 0 |  | 0 |  | 0 |  | 0 |  | 0 |  | 0 |  | 0 |  | 0 |  |  | 0 | 0 | 0
0 | 0 |  |  |  | 0 | [12 empty] | 0 |  |  |  | 0 | [9 empty] | 0 |  | 0 | [5 empty] | 0 |  | 0 |  |  | 0
0 | 0 |  |  |  | 0 | [12 empty] | 0 |  |  |  | 0 | [9 empty] | 0 |  | 0 | [5 empty] | 0 |  | 0 |  |  | 0
0 | 0 |  |  |  | 0 | [12 empty] | 0 |  |  |  | 0 | [9 empty] | 0 |  | 0 | [5 empty] | 0 |  | 0 |  |  | 0
0 | 0 |  |  |  | 0 |  |  | 12 | Schedule 12 : | [8 empty] | 0 |  |  |  | 0 | [5 empty] | 0 |  | 0 |  | 0 |  | 0 |  | 0 |  | 0 |  | 0 |  | 0 |  |  | 0 | 0 | 0
0 | 0 |  |  |  | 0 | [12 empty] | 0 |  |  |  | 0 | [9 empty] | 0 |  | 0 | [5 empty] | 0 |  | 0 |  |  | 0
0 | 0 |  |  |  | 0 | [12 empty] | 0 |  |  |  | 0 | [9 empty] | 0 |  | 0 | [5 empty] | 0 |  | 0 |  |  | 0
0 | 0 |  |  |  | 0 | [12 empty] | 0 |  |  |  | 0 | [9 empty] | 0 |  | 0 | [5 empty] | 0 |  | 0 |  |  | 0
0 | 0 |  |  |  | 0 |  |  | 13 | Schedule 13 : | [8 empty] | 0 |  |  |  | 0 | [5 empty] | 0 |  | 0 |  | 0 |  | 0 |  | 0 |  | 0 |  | 0 |  | 0 |  |  | 0 | 0 | 0
0 | 0 |  |  |  | 0 | [12 empty] | 0 |  |  |  | 0 | [9 empty] | 0 |  | 0 | [5 empty] | 0 |  | 0 |  |  | 0
0 | 0 |  |  |  | 0 | [12 empty] | 0 |  |  |  | 0 | [9 empty] | 0 |  | 0 | [5 empty] | 0 |  | 0 |  |  | 0
0 | 0 |  |  |  | 0 | [12 empty] | 0 |  |  |  | 0 | [9 empty] | 0 |  | 0 | [5 empty] | 0 |  | 0 |  |  | 0
0 | 0 |  |  |  | 0 |  |  | 14 | Schedule 14 : | [8 empty] | 0 |  |  |  | 0 | [5 empty] | 0 |  | 0 |  | 0 |  | 0 |  | 0 |  | 0 |  | 0 |  | 0 |  |  | 0 | 0 | 0
0 | 0 |  |  |  | 0 | [12 empty] | 0 |  |  |  | 0 | [9 empty] | 0 |  | 0 | [5 empty] | 0 |  | 0 |  |  | 0
0 | 0 |  |  |  | 0 | [12 empty] | 0 |  |  |  | 0 | [9 empty] | 0 |  | 0 | [5 empty] | 0 |  | 0 |  |  | 0
0 | 0 |  |  |  | 0 | [12 empty] | 0 |  |  |  | 0 | [9 empty] | 0 |  | 0 | [5 empty] | 0 |  | 0 |  |  | 0
0 | 0 |  |  |  | 0 |  |  | 15 | Schedule 15 : | [8 empty] | 0 |  |  |  | 0 | [5 empty] | 0 |  | 0 |  | 0 |  | 0 |  | 0 |  | 0 |  | 0 |  | 0 |  |  | 0 | 0 | 0
0 | 0 |  |  |  | 0 | [12 empty] | 0 |  |  |  | 0 | [9 empty] | 0 |  | 0 | [5 empty] | 0 |  | 0 |  |  | 0
0 | 0 |  |  |  | 0 | [12 empty] | 0 |  |  |  | 0 | [9 empty] | 0 |  | 0 | [5 empty] | 0 |  | 0 |  |  | 0
0 | 0 |  |  |  | 0 | [12 empty] | 0 |  |  |  | 0 | [9 empty] | 0 |  | 0 | [5 empty] | 0 |  | 0 |  |  | 0
0 | 0 |  |  |  | 0 | [11 empty] | 0 | 0 |  | 0 |  | 0 | [5 empty] | 0 |  | 0 |  | 0 |  | 0 |  | 0 |  | 0 |  | 0 |  | 0 |  |  | 0
0 | 0 |  |  |  | 0 | [11 empty] | 0 | 0 |  | 0 |  | 0 | [5 empty] | 0 |  | 0 |  | 0 |  | 0 |  | 0 |  | 0 |  | 0 |  | 0 |  |  | 0
0 | 0 |  |  |  | 0 | [11 empty] | 0 | 0 |  | 0 |  | 0 | [5 empty] | 0 |  | 0 |  | 0 |  | 0 |  | 0 |  | 0 |  | 0 |  | 0 |  |  | 0
0 | 0 |  |  |  | 0 | [11 empty] | 0 | 0 |  | 0 |  | 0 | [5 empty] | 0 |  | 0 |  | 0 |  | 0 |  | 0 |  | 0 |  | 0 |  | 0 |  |  | 0
0 | 0 |  |  |  | 0 | [11 empty] | 0 | 0 |  | 0 |  | 0 | [5 empty] | 0 |  | 0 |  | 0 |  | 0 |  | 0 |  | 0 |  | 0 |  | 0 |  |  | 0
0 | 0 |  |  |  | 0 | [11 empty] | 0 | 0 |  | 0 |  | 0 | [5 empty] | 0 |  | 0 |  | 0 |  | 0 |  | 0 |  | 0 |  | 0 |  | 0 |  |  | 0
0 | 0 |  |  |  | 0 | [11 empty] | 0 | 0 |  | 0 |  | 0 | [5 empty] | 0 |  | 0 |  | 0 |  | 0 |  | 0 |  | 0 |  | 0 |  | 0 |  |  | 0
0 | 0 |  |  |  | 0 | [11 empty] | 0 | 0 |  | 0 |  | 0 | [5 empty] | 0 |  | 0 |  | 0 |  | 0 |  | 0 |  | 0 |  | 0 |  | 0 |  |  | 0
0 | 0 |  |  |  | 0 | [11 empty] | 0 | 0 |  | 0 |  | 0 | [5 empty] | 0 |  | 0 |  | 0 |  | 0 |  | 0 |  | 0 |  | 0 |  | 0 |  |  | 0
0 | 0 |  |  |  | 0 | [11 empty] | 0 | 0 |  | 0 |  | 0 | [5 empty] | 0 |  | 0 |  | 0 |  | 0 |  | 0 |  | 0 |  | 0 |  | 0 |  |  | 0
0 | 0 |  |  |  | 0 | [11 empty] | 0 | 0 |  | 0 |  | 0 | [5 empty] | 0 |  | 0 |  | 0 |  | 0 |  | 0 |  | 0 |  | 0 |  | 0 |  |  | 0
0 | 0 |  |  |  | 0 | [11 empty] | 0 | 0 |  | 0 |  | 0 | [5 empty] | 0 |  | 0 |  | 0 |  | 0 |  | 0 |  | 0 |  | 0 |  | 0 |  |  | 0
0 | 0 |  |  |  | 0 | [11 empty] | 0 | 0 |  | 0 |  | 0 | [5 empty] | 0 |  | 0 |  | 0 |  | 0 |  | 0 |  | 0 |  | 0 |  | 0 |  |  | 0
0 | 0 |  |  |  | 0 | [11 empty] | 0 | 0 |  | 0 |  | 0 | [5 empty] | 0 |  | 0 |  | 0 |  | 0 |  | 0 |  | 0 |  | 0 |  | 0 |  |  | 0
0 | 0 |  |  |  | 0 | [11 empty] | 0 | 0 |  | 0 |  | 0 | [5 empty] | 0 |  | 0 |  | 0 |  | 0 |  | 0 |  | 0 |  | 0 |  | 0 |  |  | 0
0 | 0 |  |  |  | 0 | [11 empty] | 0 | 0 |  | 0 |  | 0 | [5 empty] | 0 |  | 0 |  | 0 |  | 0 |  | 0 |  | 0 |  | 0 |  | 0 |  |  | 0
0 | 0 |  |  |  | 0 | [11 empty] | 0 | 0 |  | 0 |  | 0 | [5 empty] | 0 |  | 0 |  | 0 |  | 0 |  | 0 |  | 0 |  | 0 |  | 0 |  |  | 0
0 | 0 |  |  |  | 0 | [11 empty] | 0 | 0 |  | 0 |  | 0 | [5 empty] | 0 |  | 0 |  | 0 |  | 0 |  | 0 |  | 0 |  | 0 |  | 0 |  |  | 0
0 | 0 |  |  |  | 0 | [11 empty] | 0 | 0 |  | 0 |  | 0 | [5 empty] | 0 |  | 0 |  | 0 |  | 0 |  | 0 |  | 0 |  | 0 |  | 0 |  |  | 0
0 | 0 |  |  |  | 0 | [11 empty] | 0 | 0 |  | 0 |  | 0 | [5 empty] | 0 |  | 0 |  | 0 |  | 0 |  | 0 |  | 0 |  | 0 |  | 0 |  |  | 0
0 | 0 |  |  |  | 0 | [11 empty] | 0 | 0 |  | 0 |  | 0 | [5 empty] | 0 |  | 0 |  | 0 |  | 0 |  | 0 |  | 0 |  | 0 |  | 0 |  |  | 0
0 | 0 |  |  |  | 0 | [11 empty] | 0 | 0 |  | 0 |  | 0 | [5 empty] | 0 |  | 0 |  | 0 |  | 0 |  | 0 |  | 0 |  | 0 |  | 0 |  |  | 0
0 | 0 |  |  |  | 0 | [11 empty] | 0 | 0 |  | 0 |  | 0 | [5 empty] | 0 |  | 0 |  | 0 |  | 0 |  | 0 |  | 0 |  | 0 |  | 0 |  |  | 0
0 | 0 |  |  |  | 0 | [11 empty] | 0 | 0 |  | 0 |  | 0 | [5 empty] | 0 |  | 0 |  | 0 |  | 0 |  | 0 |  | 0 |  | 0 |  | 0 |  |  | 0
0 | 0 |  |  |  | 0 | [11 empty] | 0 | 0 |  | 0 |  | 0 | [5 empty] | 0 |  | 0 |  | 0 |  | 0 |  | 0 |  | 0 |  | 0 |  | 0 |  |  | 0
0 | 0 |  |  |  | 0 | [11 empty] | 0 | 0 |  | 0 |  | 0 | [5 empty] | 0 |  | 0 |  | 0 |  | 0 |  | 0 |  | 0 |  | 0 |  | 0 |  |  | 0
0 | 0 |  |  |  | 0 | [11 empty] | 0 | 0 |  | 0 |  | 0 | [5 empty] | 0 |  | 0 |  | 0 |  | 0 |  | 0 |  | 0 |  | 0 |  | 0 |  |  | 0
0 | 0 |  |  |  | 0 | [11 empty] | 0 | 0 |  | 0 |  | 0 | [5 empty] | 0 |  | 0 |  | 0 |  | 0 |  | 0 |  | 0 |  | 0 |  | 0 |  |  | 0
0 | 0 |  |  |  | 0 | [11 empty] | 0 | 0 |  | 0 |  | 0 | [5 empty] | 0 |  | 0 |  | 0 |  | 0 |  | 0 |  | 0 |  | 0 |  | 0 |  |  | 0
0 | 0 |  |  |  | 0 | [11 empty] | 0 | 0 |  | 0 |  | 0 | [5 empty] | 0 |  | 0 |  | 0 |  | 0 |  | 0 |  | 0 |  | 0 |  | 0 |  |  | 0
0 | 0 |  |  |  | 0 | [11 empty] | 0 | 0 |  | 0 |  | 0 | [5 empty] | 0 |  | 0 |  | 0 |  | 0 |  | 0 |  | 0 |  | 0 |  | 0 |  |  | 0
0 | 0 |  |  |  | 0 | [11 empty] | 0 | 0 |  | 0 |  | 0 | [5 empty] | 0 |  | 0 |  | 0 |  | 0 |  | 0 |  | 0 |  | 0 |  | 0 |  |  | 0
0 | 0 |  |  |  | 0 | [11 empty] | 0 | 0 |  | 0 |  | 0 | [5 empty] | 0 |  | 0 |  | 0 |  | 0 |  | 0 |  | 0 |  | 0 |  | 0 |  |  | 0
0 | 0 |  |  |  | 0 | [11 empty] | 0 | 0 |  | 0 |  | 0 | [5 empty] | 0 |  | 0 |  | 0 |  | 0 |  | 0 |  | 0 |  | 0 |  | 0 |  |  | 0
0 | 0 |  |  |  | 0 | [11 empty] | 0 | 0 |  | 0 |  | 0 | [5 empty] | 0 |  | 0 |  | 0 |  | 0 |  | 0 |  | 0 |  | 0 |  | 0 |  |  | 0
0 | 0 |  |  |  | 0 | [11 empty] | 0 | 0 |  | 0 |  | 0 | [5 empty] | 0 |  | 0 |  | 0 |  | 0 |  | 0 |  | 0 |  | 0 |  | 0 |  |  | 0
0 | 0 |  |  |  | 0 | [11 empty] | 0 | 0 |  | 0 |  | 0 | [5 empty] | 0 |  | 0 |  | 0 |  | 0 |  | 0 |  | 0 |  | 0 |  | 0 |  |  | 0
0 | 0 |  |  |  | 0 | [11 empty] | 0 | 0 |  | 0 |  | 0 | [5 empty] | 0 |  | 0 |  | 0 |  | 0 |  | 0 |  | 0 |  | 0 |  | 0 |  |  | 0
0 | 0 |  |  |  | 0 | [11 empty] | 0 | 0 |  | 0 |  | 0 | [5 empty] | 0 |  | 0 |  | 0 |  | 0 |  | 0 |  | 0 |  | 0 |  | 0 |  |  | 0
0 | 0 |  |  |  | 0 | [11 empty] | 0 | 0 |  | 0 |  | 0 | [5 empty] | 0 |  | 0 |  | 0 |  | 0 |  | 0 |  | 0 |  | 0 |  | 0 |  |  | 0
0
[6 empty] | END |  | BID PRICE | [9 empty] | 0 |  | 0 |  | 0 | Baht |  | Baht |  | Baht |  | Baht |  | Baht |  |  | 0 | Baht |  | Baht |  | Baht |  | Baht |  |  |  |  | Baht | Baht
[18 empty] | 0 |  | 0 |  | 0 | [5 empty] | 0 |  | 0 |  | 0 |  | 0 |  | 0 |  | 0 |  | 0 |  | 0 |  |  |  | #N/A | #N/A
[18 empty] | 0 |  | 0 |  | 0 | [11 empty] | 0
[18 empty] | 0 |  | 0 |  | 0 | [11 empty] | 0
[18 empty] | 0 |  | 0 |  | 0 | [11 empty] | 0
[18 empty] | 0 |  | 0 |  | 0 | [11 empty] | 0
[18 empty] | 0 |  | 0 |  | 0 | [11 empty] | 0
[18 empty] | 0 |  | 0 |  | 0 | [11 empty] | 0
[8 empty] | VAT | [11 empty] | 0 |  | 0 |  |  |  |  | Baht |  | Baht |  |  |  |  | 0 | Baht | [10 empty] | Baht | Baht
[20 empty] | 0 |  | 0 | [5 empty] | 0 |  | 0 |  |  |  | 0 |  | 0 | [9 empty] | #N/A | #N/A
0
0
[8 empty] | SUMMARY OF BID PRICE | [9 empty] | 0 | [8 empty] | Baht |  | Baht |  |  |  |  | 0 | Baht | [10 empty] | Baht | Baht
[18 empty] | 0 | [9 empty] | 0 |  | 0 |  |  |  | 0 |  | 0 | [9 empty] | #N/A | #N/A
[18 empty] | 0 | [15 empty] | 0
[18 empty] | 0 | [15 empty] | 0
0000000000000000000
000000000000000000000
0000000000000000000000000000000000000000
[8 empty] | 0 | 0
[8 empty] | 0 | 0
[8 empty] | 0 | 0
[8 empty] | 0 | 0
[8 empty] | 0 | 0
[8 empty] | 0 | 0
[8 empty] | 0 | 0
[8 empty] | 0 | 0
[8 empty] | 0 | 0
[8 empty] | 0 | 0
[8 empty] | 0 | 0
[8 empty] | 0 | 0
[8 empty] | 0 | 0
[8 empty] | 0 | 0
[8 empty] | 0 | 0
[8 empty] | 0 | 0
[8 empty] | 0 | 0
[8 empty] | 0 | 0
[8 empty] | 0 | 0
[8 empty] | 0 | 0
[8 empty] | 0 | 0
[8 empty] | 0 | 0
[8 empty] | 0 | 0
[8 empty] | 0 | 0
[8 empty] | 0 | 0
[8 empty] | 0 | 0
[8 empty] | 0 | 0
[8 empty] | 0 | 0
[8 empty] | 0 | 0
[8 empty] | 0 | 0
[8 empty] | 0 | 0
[8 empty] | 0 | 0
[8 empty] | 0 | 0
[8 empty] | 0 | 0
[8 empty] | 0 | 0
[8 empty] | 0 | 0
[8 empty] | 0 | 0
[8 empty] | 0 | 0
[8 empty] | 0 | 0
[8 empty] | 0 | 0

## Sch 1
INVITATION TO BID NO. VKS1-SWG-01
Schedule 1 : Compact Switchgear
[77 empty] | 79 | 80 | 81 | 82 | 83 | 84 | 85 | 86 | 87 | 88 | 89 | 90 | 91 | 92 | 93 | 94 | 95 | 96 | 97 | 98 | 99 | 100 | 101 | 102 | 103 | 104 | 105 | 106 | 107 | 108 | 109 | 110 | 111 | 112 | 113 | 114 | 115 | 116 | 117 | 118 | 119 | 120 | 121 | 122 | 123 | 124 | 125 | 126 | 127 | 128
[8 empty] | SUPPLY OF 115 KV COMPACT SWITCHGEAR | [62 empty] | 72 | 73 | 75 | 76 | 77 | 78 | 82: Breakdown per Item :
[8 empty] | TRANSMISSION SYSTEM FOR HYDRO-FLOATING SOLAR HYBRID PROJECT VAJIRALONGKORN DAM UNIT 1 | [68 empty] | 82: Schedule :
System :
Job No. | Substation | Delivery Required by EGAT |  |  |  | Material group | Code No. | Item No. | Description | Short Description | Drawing No. / Reference No. | Qty. | Unit | Currency | Supply of Equipment |  |  |  | Supply of Equipment |  | Supply of Equipment |  | Supply of Equipment |  |  |  | Supply of Equipment |  | Supply of Equipment |  | Supply of Equipment |  | Foreign Currency |  | Local Currency |  | Local Transportation |  | Local Transportation, Construction and Installation |  | Purchase Price Offered for Dismantled Equipment |  | Plant |  | UOM | [25 empty] | Irrelevant | Incoterm | Account Assignment | Cost Object | Fund Center |  | 105: CFR Thai Port; 107: CIF Thai Port; 109: DDP EGAT 's Store; 111: Local Transportation; 113: Custom Clearance; 115: DDP EGAT 's Store; 117: Ex-works Price; 119: Local Transportation; 121: Foreign Currency; 123: Local Currency; 125: Local Transportation to EGAT 's Store; 127: Local Transportation, Construction and Installation | Long Description | Short Description
|  | (with in months after receipt of the notification of award) | [12 empty] | Foreign Supply |  |  |  | Foreign Supply |  | Foreign Supply |  | Foreign Supply | [5 empty] | Local Supply |  | Local Supply | [16 empty] | Preference | % Import Duty | Preference | CFR Price | CIF Price | Foreign Currency | Ex-works Price | Local Currency | Local Transportation | Local Transportation, | Marine Insurance Price | Customs Clearance | Import Duty Price | VAT for Imported Equipment | VAT for Import Duty | VAT for | VAT for Ex-works Price | VAT for | VAT for | VAT for Transportation, Construction and Installation | Foreign | Local | Evaluation Price | [6 empty] | 115: ( excluding VAT ); 117: ( excluding VAT )
[5 empty] | Completion Date | [9 empty] | FOB Vessel | Cost of | CFR Thai Port |  | CIF Thai Port |  | DDP EGAT 's Store |  | Local Transportation |  | Custom Clearance |  | DDP EGAT 's Store |  | Ex-works Price |  | Local Transportation | [12 empty] | Breakdown tab |  | Proposed Price | Evaluation Price | Status | [7 empty] | to EGAT 's Store | Construction and | [5 empty] | Foreign Currency |  | Local Currency | Local Transportation |  | Price Adjustment | Price Adjustment | [7 empty] | 104: Incoterm; 105: CFR; 107: CIF; 109: DDP; 111: ZTF; 113: ZCC; 115: DDP; 117: EXW; 119: ZTL; 125: ZTT; 127: ZCN
|  | CFR Thai Port | DDP or EGAT's Store | Ex-works | [11 empty] | Transportation | [10 empty] | ( excluding VAT ) |  | ( excluding VAT ) |  | ( excluding VAT ) |  |  |  | ( excluding VAT ) |  | ( excluding VAT ) |  | ( excluding VAT ) |  | ( including VAT ) | [15 empty] | Installation | [%Insure(110%(CFR))] | [%Custom(CIF)] | [%Import Duty(CIF)] | [ %VAT(CFR/CIF) ] | [ %VAT( Import Duty) ] | [ %VAT(Foreign Currency) ] | [ %VAT(Ex-works Price) ] | [ %VAT(Local Currency) ] | to EGAT 's Store | [10 empty] | 104: Material group; 111: SV-TRN-MT; 113: SV-CTM; 119: SV-TRN-MT; 125: SV-TRN-MT; 127: SV-CVL
[16 empty] | to Thai Port | [6 empty] | Baht |  | Baht |  | Baht |  | Baht |  | Baht |  |  |  | Baht |  | Baht |  | Baht |  | Baht |  |  |  |  | Baht | Baht |  |  | Baht | Baht | Baht | Baht | Baht | Baht | Baht | Baht | Baht | Baht | Baht | Baht | Baht | Baht | Baht | Baht | Baht | Baht | Baht | Baht | Baht
|  | (month) | (month) | (month) | (month) | [9 empty] | Unit Price | Unit Price | Unit Price | Amount | Unit Price | Amount | Unit Price | Amount | Unit Price | Amount | Unit Price | Amount | Unit Price | Amount | Unit Price | Amount | Unit Price | Amount | Unit Price | Amount | Unit Price | Amount | Unit Price | Amount | Unit Price | Amount | Unit Price | Amount | [5 empty] | (Y/N) | (IPDTY) | (PRF) | (CFR) | (CIF) | (FC) | (EW) | (LC) | (LT) | (TCI) | (MI) | (CC) | ( IDP) | (VATIE) | (VATID) | (VATFC) | (VATEW) | (VATLC) | (VATLT) | (VATTCI) | (FPA) | (LPA) | (EVAPR)
0 | 0 |  |  |  | 0 |  | CW7748 | 1-1 | 123 kV 2000 A 40 kA Compact Switchgear as per Ratings and Features RF CW7748(IEC) and Dwg. No.VRK2-S-1, total height at terminal of compact switchgear shall be 5.00 m (preferable) | 123 kV 2000 A 40kA Compact Switchgear CW7748 |  | 3 |  |  |  |  | 0 | 0 |  | 0 |  | 0 | [5 empty] | 0 | XXXXX | XXXXX |  | 0 | XXXXX | XXXXX | XXXXX | XXXXX |  | 0 |  | 0 |  | 0 |  |  | 0 | 0 | 0 |  |  | 0 | 0 | 0 | 0 | 0 | 0 | 0 | 0 | 0 | 0 | 0 | 0 | 0 | 0 | 0 | 0 | 0 | 0 | 0 | 0 | 0 | [56 empty] | (IEC) and Dwg. No.VRK2-S-1, total height at terminal of compact switchgear shall be 5.00 m (preferable)
0 | 0 |  |  |  | 0 |  | CWLCC7748 | 1-2 | Local control cubicle for CW7748(IEC) for Item No.1-1* | Local control cubicle for CW7748 |  | 3 |  |  |  |  | 0 | 0 |  | 0 |  | 0 | [5 empty] | 0 |  | 0 |  | 0 | XXXXX | XXXXX | XXXXX | XXXXX |  | 0 |  | 0 |  | 0 |  |  | 0 | 0 | 0 |  |  | 0 | 0 | 0 | 0 | 0 | 0 | 0 | 0 | 0 | 0 | 0 | 0 | 0 | 0 | 0 | 0 | 0 | 0 | 0 | 0 | 0 | [56 empty] | (IEC) for Item No.1-1*
0 | 0 |  |  |  | 0 |  | CWST7748 | 1-3 | Steel Supporting Structure for CW7748(IEC) for Item No.1-1* | Steel Supporting Structure for CW7748 |  | 3 |  |  |  |  | 0 | 0 |  | 0 |  | 0 | [5 empty] | 0 |  | 0 |  | 0 | XXXXX | XXXXX | XXXXX | XXXXX |  | 0 |  | 0 |  | 0 |  |  | 0 | 0 | 0 |  |  | 0 | 0 | 0 | 0 | 0 | 0 | 0 | 0 | 0 | 0 | 0 | 0 | 0 | 0 | 0 | 0 | 0 | 0 | 0 | 0 | 0 | [56 empty] | (IEC) for Item No.1-1*
0 | 0 |  |  |  | 0 |  | CWMC7748 | 1-4 | Maintenance closing device for CB of Compact Switchgear RF CW7748(IEC) | Maintenance closing device for CB of CW7748 |  | 1 | set |  |  |  | 0 | 0 |  | 0 |  | 0 | [5 empty] | 0 | XXXXX | XXXXX |  | 0 | XXXXX | XXXXX | XXXXX | XXXXX |  | 0 |  | 0 |  | 0 |  |  | SE | 0 | 0 |  |  | 0 | 0 | 0 | 0 | 0 | 0 | 0 | 0 | 0 | 0 | 0 | 0 | 0 | 0 | 0 | 0 | 0 | 0 | 0 | 0 | 0 | [56 empty] | (IEC)
0 | 0 |  |  |  | 0 |  | CWOP7748-ST | 1-5 | Special tools and appliances for complete installation and maintenance for CW7748(IEC) | Special Tool for CW7748 |  | 1 | set |  |  |  | 0 | 0 |  | 0 |  | 0 | [5 empty] | 0 | XXXXX | XXXXX |  | 0 | XXXXX | XXXXX | XXXXX | XXXXX |  | 0 |  | 0 |  | 0 |  |  | SE | 0 | 0 |  |  | 0 | 0 | 0 | 0 | 0 | 0 | 0 | 0 | 0 | 0 | 0 | 0 | 0 | 0 | 0 | 0 | 0 | 0 | 0 | 0 | 0 | [56 empty] | (IEC)
0 | 0 |  |  |  | 0 |  |  | 1-6 | Service of Installation Supervisor of Compact Switchgear Item No.1-1 |  |  |  | man day | 0 | XXXXX | XXXXX | XXXXX | XXXXX |  | 0 |  | 0 | [5 empty] | 0 | XXXXX | XXXXX |  | 0 | 0 | 0 | 0 | 0 |  | 0 |  | 0 |  | 0 |  |  | MDA | #N/A | #N/A |  |  | 0 | 0 | 0 | #N/A | 0 | 0 | 0 | 0 | 0 | 0 | 0 | 0 | 0 | #N/A | 0 | 0 | 0 | 0 | #N/A | 0 | #N/A | [56 empty] | Service of Installation Supervisor of Compact Switchgear Item No.1-1
0 | 0 |  |  |  | 0 |  |  |  | Note : The SF6 gas in a quantity equivalent to 115% of the total equipment actual requirement shall be provided as follows: - 100% of SF6 gas quantity shall be shipped in returnable steel bottles which shall be returned back to Contractor. - 15% of SF6 gas quantity shall be shipped in non-returnable steel bottles which shall become the property of EGAT. | [7 empty] | 0 | 0 |  | 0 |  | 0 | [5 empty] | 0 |  | 0 |  | 0 |  | 0 |  | 0 |  | 0 |  | 0 |  | 0 |  |  | 0 | 0 | 0 |  |  | 0 | 0 | 0 | 0 | 0 | 0 | 0 | 0 | 0 | 0 | 0 | 0 | 0 | 0 | 0 | 0 | 0 | 0 | 0 | 0 | 0 | [56 empty] | Note : The SF6 gas in a quantity equivalent to 115% of the total equipment actual requirement shall be provided as follows: - 100% of SF6 gas quantity shall be shipped in returnable steel bottles which shall be returned back to Contractor. - 15% of SF6 gas quantity shall be shipped in non-returnable steel bottles which shall become the property of EGAT.
0 | 0 |  |  |  | 0 | [11 empty] | 0 | 0 |  | 0 |  | 0 | [5 empty] | 0 |  | 0 |  | 0 |  | 0 |  | 0 |  | 0 |  | 0 |  | 0 |  |  | 0 | 0 | 0 |  |  | 0 | 0 | 0 | 0 | 0 | 0 | 0 | 0 | 0 | 0 | 0 | 0 | 0 | 0 | 0 | 0 | 0 | 0 | 0 | 0 | 0
0 | 0 |  |  |  | 0 | [11 empty] | 0 | 0 |  | 0 |  | 0 | [5 empty] | 0 |  | 0 |  | 0 |  | 0 |  | 0 |  | 0 |  | 0 |  | 0 |  |  | 0 | 0 | 0 |  |  | 0 | 0 | 0 | 0 | 0 | 0 | 0 | 0 | 0 | 0 | 0 | 0 | 0 | 0 | 0 | 0 | 0 | 0 | 0 | 0 | 0
0 | 0 |  |  |  | 0 | [11 empty] | 0 | 0 |  | 0 |  | 0 | [5 empty] | 0 |  | 0 |  | 0 |  | 0 |  | 0 |  | 0 |  | 0 |  | 0 |  |  | 0 | 0 | 0 |  |  | 0 | 0 | 0 | 0 | 0 | 0 | 0 | 0 | 0 | 0 | 0 | 0 | 0 | 0 | 0 | 0 | 0 | 0 | 0 | 0 | 0
0 | 0 |  |  |  | 0 | [11 empty] | 0 | 0 |  | 0 |  | 0 | [5 empty] | 0 |  | 0 |  | 0 |  | 0 |  | 0 |  | 0 |  | 0 |  | 0 |  |  | 0 | 0 | 0 |  |  | 0 | 0 | 0 | 0 | 0 | 0 | 0 | 0 | 0 | 0 | 0 | 0 | 0 | 0 | 0 | 0 | 0 | 0 | 0 | 0 | 0
0 | 0 |  |  |  | 0 | [11 empty] | 0 | 0 |  | 0 |  | 0 | [5 empty] | 0 |  | 0 |  | 0 |  | 0 |  | 0 |  | 0 |  | 0 |  | 0 |  |  | 0 | 0 | 0 |  |  | 0 | 0 | 0 | 0 | 0 | 0 | 0 | 0 | 0 | 0 | 0 | 0 | 0 | 0 | 0 | 0 | 0 | 0 | 0 | 0 | 0
0 | 0 |  |  |  | 0 | [11 empty] | 0 | 0 |  | 0 |  | 0 | [5 empty] | 0 |  | 0 |  | 0 |  | 0 |  | 0 |  | 0 |  | 0 |  | 0 |  |  | 0 | 0 | 0 |  |  | 0 | 0 | 0 | 0 | 0 | 0 | 0 | 0 | 0 | 0 | 0 | 0 | 0 | 0 | 0 | 0 | 0 | 0 | 0 | 0 | 0
0 | 0 |  |  |  | 0 | [11 empty] | 0 | 0 |  | 0 |  | 0 | [5 empty] | 0 |  | 0 |  | 0 |  | 0 |  | 0 |  | 0 |  | 0 |  | 0 |  |  | 0 | 0 | 0 |  |  | 0 | 0 | 0 | 0 | 0 | 0 | 0 | 0 | 0 | 0 | 0 | 0 | 0 | 0 | 0 | 0 | 0 | 0 | 0 | 0 | 0
0 | 0 |  |  |  | 0 | [11 empty] | 0 | 0 |  | 0 |  | 0 | [5 empty] | 0 |  | 0 |  | 0 |  | 0 |  | 0 |  | 0 |  | 0 |  | 0 |  |  | 0 | 0 | 0 |  |  | 0 | 0 | 0 | 0 | 0 | 0 | 0 | 0 | 0 | 0 | 0 | 0 | 0 | 0 | 0 | 0 | 0 | 0 | 0 | 0 | 0
0 | 0 |  |  |  | 0 | [11 empty] | 0 | 0 |  | 0 |  | 0 | [5 empty] | 0 |  | 0 |  | 0 |  | 0 |  | 0 |  | 0 |  | 0 |  | 0 |  |  | 0 | 0 | 0 |  |  | 0 | 0 | 0 | 0 | 0 | 0 | 0 | 0 | 0 | 0 | 0 | 0 | 0 | 0 | 0 | 0 | 0 | 0 | 0 | 0 | 0
0 | 0 |  |  |  | 0 | [11 empty] | 0 | 0 |  | 0 |  | 0 | [5 empty] | 0 |  | 0 |  | 0 |  | 0 |  | 0 |  | 0 |  | 0 |  | 0 |  |  | 0 | 0 | 0 |  |  | 0 | 0 | 0 | 0 | 0 | 0 | 0 | 0 | 0 | 0 | 0 | 0 | 0 | 0 | 0 | 0 | 0 | 0 | 0 | 0 | 0
0 | 0 |  |  |  | 0 | [11 empty] | 0 | 0 |  | 0 |  | 0 | [5 empty] | 0 |  | 0 |  | 0 |  | 0 |  | 0 |  | 0 |  | 0 |  | 0 |  |  | 0 | 0 | 0 |  |  | 0 | 0 | 0 | 0 | 0 | 0 | 0 | 0 | 0 | 0 | 0 | 0 | 0 | 0 | 0 | 0 | 0 | 0 | 0 | 0 | 0
0 | 0 |  |  |  | 0 | [11 empty] | 0 | 0 |  | 0 |  | 0 | [5 empty] | 0 |  | 0 |  | 0 |  | 0 |  | 0 |  | 0 |  | 0 |  | 0 |  |  | 0 | 0 | 0 |  |  | 0 | 0 | 0 | 0 | 0 | 0 | 0 | 0 | 0 | 0 | 0 | 0 | 0 | 0 | 0 | 0 | 0 | 0 | 0 | 0 | 0
0 | 0 |  |  |  | 0 | [11 empty] | 0 | 0 |  | 0 |  | 0 | [5 empty] | 0 |  | 0 |  | 0 |  | 0 |  | 0 |  | 0 |  | 0 |  | 0 |  |  | 0 | 0 | 0 |  |  | 0 | 0 | 0 | 0 | 0 | 0 | 0 | 0 | 0 | 0 | 0 | 0 | 0 | 0 | 0 | 0 | 0 | 0 | 0 | 0 | 0
0 | 0 |  |  |  | 0 | [11 empty] | 0 | 0 |  | 0 |  | 0 | [5 empty] | 0 |  | 0 |  | 0 |  | 0 |  | 0 |  | 0 |  | 0 |  | 0 |  |  | 0 | 0 | 0 |  |  | 0 | 0 | 0 | 0 | 0 | 0 | 0 | 0 | 0 | 0 | 0 | 0 | 0 | 0 | 0 | 0 | 0 | 0 | 0 | 0 | 0
0 | 0 |  |  |  | 0 | [11 empty] | 0 | 0 |  | 0 |  | 0 | [5 empty] | 0 |  | 0 |  | 0 |  | 0 |  | 0 |  | 0 |  | 0 |  | 0 |  |  | 0 | 0 | 0 |  |  | 0 | 0 | 0 | 0 | 0 | 0 | 0 | 0 | 0 | 0 | 0 | 0 | 0 | 0 | 0 | 0 | 0 | 0 | 0 | 0 | 0
0 | 0 |  |  |  | 0 | [11 empty] | 0 | 0 |  | 0 |  | 0 | [5 empty] | 0 |  | 0 |  | 0 |  | 0 |  | 0 |  | 0 |  | 0 |  | 0 |  |  | 0 | 0 | 0 |  |  | 0 | 0 | 0 | 0 | 0 | 0 | 0 | 0 | 0 | 0 | 0 | 0 | 0 | 0 | 0 | 0 | 0 | 0 | 0 | 0 | 0
0 | 0 |  |  |  | 0 | [11 empty] | 0 | 0 |  | 0 |  | 0 | [5 empty] | 0 |  | 0 |  | 0 |  | 0 |  | 0 |  | 0 |  | 0 |  | 0 |  |  | 0 | 0 | 0 |  |  | 0 | 0 | 0 | 0 | 0 | 0 | 0 | 0 | 0 | 0 | 0 | 0 | 0 | 0 | 0 | 0 | 0 | 0 | 0 | 0 | 0
0 | 0 |  |  |  | 0 | [11 empty] | 0 | 0 |  | 0 |  | 0 | [5 empty] | 0 |  | 0 |  | 0 |  | 0 |  | 0 |  | 0 |  | 0 |  | 0 |  |  | 0 | 0 | 0 |  |  | 0 | 0 | 0 | 0 | 0 | 0 | 0 | 0 | 0 | 0 | 0 | 0 | 0 | 0 | 0 | 0 | 0 | 0 | 0 | 0 | 0
0 | 0 |  |  |  | 0 | [11 empty] | 0 | 0 |  | 0 |  | 0 | [5 empty] | 0 |  | 0 |  | 0 |  | 0 |  | 0 |  | 0 |  | 0 |  | 0 |  |  | 0 | 0 | 0 |  |  | 0 | 0 | 0 | 0 | 0 | 0 | 0 | 0 | 0 | 0 | 0 | 0 | 0 | 0 | 0 | 0 | 0 | 0 | 0 | 0 | 0
0 | 0 |  |  |  | 0 | [11 empty] | 0 | 0 |  | 0 |  | 0 | [5 empty] | 0 |  | 0 |  | 0 |  | 0 |  | 0 |  | 0 |  | 0 |  | 0 |  |  | 0 | 0 | 0 |  |  | 0 | 0 | 0 | 0 | 0 | 0 | 0 | 0 | 0 | 0 | 0 | 0 | 0 | 0 | 0 | 0 | 0 | 0 | 0 | 0 | 0
0 | 0 |  |  |  | 0 | [11 empty] | 0 | 0 |  | 0 |  | 0 | [5 empty] | 0 |  | 0 |  | 0 |  | 0 |  | 0 |  | 0 |  | 0 |  | 0 |  |  | 0 | 0 | 0 |  |  | 0 | 0 | 0 | 0 | 0 | 0 | 0 | 0 | 0 | 0 | 0 | 0 | 0 | 0 | 0 | 0 | 0 | 0 | 0 | 0 | 0
0 | 0 |  |  |  | 0 | [11 empty] | 0 | 0 |  | 0 |  | 0 | [5 empty] | 0 |  | 0 |  | 0 |  | 0 |  | 0 |  | 0 |  | 0 |  | 0 |  |  | 0 | 0 | 0 |  |  | 0 | 0 | 0 | 0 | 0 | 0 | 0 | 0 | 0 | 0 | 0 | 0 | 0 | 0 | 0 | 0 | 0 | 0 | 0 | 0 | 0
0 | 0 |  |  |  | 0 | [11 empty] | 0 | 0 |  | 0 |  | 0 | [5 empty] | 0 |  | 0 |  | 0 |  | 0 |  | 0 |  | 0 |  | 0 |  | 0 |  |  | 0 | 0 | 0 |  |  | 0 | 0 | 0 | 0 | 0 | 0 | 0 | 0 | 0 | 0 | 0 | 0 | 0 | 0 | 0 | 0 | 0 | 0 | 0 | 0 | 0
0 | 0 |  |  |  | 0 | [11 empty] | 0 | 0 |  | 0 |  | 0 | [5 empty] | 0 |  | 0 |  | 0 |  | 0 |  | 0 |  | 0 |  | 0 |  | 0 |  |  | 0 | 0 | 0 |  |  | 0 | 0 | 0 | 0 | 0 | 0 | 0 | 0 | 0 | 0 | 0 | 0 | 0 | 0 | 0 | 0 | 0 | 0 | 0 | 0 | 0
0 | 0 |  |  |  | 0 | [11 empty] | 0 | 0 |  | 0 |  | 0 | [5 empty] | 0 |  | 0 |  | 0 |  | 0 |  | 0 |  | 0 |  | 0 |  | 0 |  |  | 0 | 0 | 0 |  |  | 0 | 0 | 0 | 0 | 0 | 0 | 0 | 0 | 0 | 0 | 0 | 0 | 0 | 0 | 0 | 0 | 0 | 0 | 0 | 0 | 0
0 | 0 |  |  |  | 0 | [11 empty] | 0 | 0 |  | 0 |  | 0 | [5 empty] | 0 |  | 0 |  | 0 |  | 0 |  | 0 |  | 0 |  | 0 |  | 0 |  |  | 0 | 0 | 0 |  |  | 0 | 0 | 0 | 0 | 0 | 0 | 0 | 0 | 0 | 0 | 0 | 0 | 0 | 0 | 0 | 0 | 0 | 0 | 0 | 0 | 0
0 | 0 |  |  |  | 0 | [11 empty] | 0 | 0 |  | 0 |  | 0 | [5 empty] | 0 |  | 0 |  | 0 |  | 0 |  | 0 |  | 0 |  | 0 |  | 0 |  |  | 0 | 0 | 0 |  |  | 0 | 0 | 0 | 0 | 0 | 0 | 0 | 0 | 0 | 0 | 0 | 0 | 0 | 0 | 0 | 0 | 0 | 0 | 0 | 0 | 0
0 | 0 |  |  |  | 0 | [11 empty] | 0 | 0 |  | 0 |  | 0 | [5 empty] | 0 |  | 0 |  | 0 |  | 0 |  | 0 |  | 0 |  | 0 |  | 0 |  |  | 0 | 0 | 0 |  |  | 0 | 0 | 0 | 0 | 0 | 0 | 0 | 0 | 0 | 0 | 0 | 0 | 0 | 0 | 0 | 0 | 0 | 0 | 0 | 0 | 0
0 | 0 |  |  |  | 0 | [11 empty] | 0 | 0 |  | 0 |  | 0 | [5 empty] | 0 |  | 0 |  | 0 |  | 0 |  | 0 |  | 0 |  | 0 |  | 0 |  |  | 0 | 0 | 0 |  |  | 0 | 0 | 0 | 0 | 0 | 0 | 0 | 0 | 0 | 0 | 0 | 0 | 0 | 0 | 0 | 0 | 0 | 0 | 0 | 0 | 0
0 | 0 |  |  |  | 0 | [11 empty] | 0 | 0 |  | 0 |  | 0 | [5 empty] | 0 |  | 0 |  | 0 |  | 0 |  | 0 |  | 0 |  | 0 |  | 0 |  |  | 0 | 0 | 0 |  |  | 0 | 0 | 0 | 0 | 0 | 0 | 0 | 0 | 0 | 0 | 0 | 0 | 0 | 0 | 0 | 0 | 0 | 0 | 0 | 0 | 0
0 | 0 |  |  |  | 0 | [11 empty] | 0 | 0 |  | 0 |  | 0 | [5 empty] | 0 |  | 0 |  | 0 |  | 0 |  | 0 |  | 0 |  | 0 |  | 0 |  |  | 0 | 0 | 0 |  |  | 0 | 0 | 0 | 0 | 0 | 0 | 0 | 0 | 0 | 0 | 0 | 0 | 0 | 0 | 0 | 0 | 0 | 0 | 0 | 0 | 0
0 | 0 |  |  |  | 0 | [11 empty] | 0 | 0 |  | 0 |  | 0 | [5 empty] | 0 |  | 0 |  | 0 |  | 0 |  | 0 |  | 0 |  | 0 |  | 0 |  |  | 0 | 0 | 0 |  |  | 0 | 0 | 0 | 0 | 0 | 0 | 0 | 0 | 0 | 0 | 0 | 0 | 0 | 0 | 0 | 0 | 0 | 0 | 0 | 0 | 0
0 | 0 |  |  |  | 0 | [11 empty] | 0 | 0 |  | 0 |  | 0 | [5 empty] | 0 |  | 0 |  | 0 |  | 0 |  | 0 |  | 0 |  | 0 |  | 0 |  |  | 0 | 0 | 0 |  |  | 0 | 0 | 0 | 0 | 0 | 0 | 0 | 0 | 0 | 0 | 0 | 0 | 0 | 0 | 0 | 0 | 0 | 0 | 0 | 0 | 0
0 | 0 |  |  |  | 0 | [11 empty] | 0 | 0 |  | 0 |  | 0 | [5 empty] | 0 |  | 0 |  | 0 |  | 0 |  | 0 |  | 0 |  | 0 |  | 0 |  |  | 0 | 0 | 0 |  |  | 0 | 0 | 0 | 0 | 0 | 0 | 0 | 0 | 0 | 0 | 0 | 0 | 0 | 0 | 0 | 0 | 0 | 0 | 0 | 0 | 0
0 | 0 |  |  |  | 0 | [11 empty] | 0 | 0 |  | 0 |  | 0 | [5 empty] | 0 |  | 0 |  | 0 |  | 0 |  | 0 |  | 0 |  | 0 |  | 0 |  |  | 0 | 0 | 0 |  |  | 0 | 0 | 0 | 0 | 0 | 0 | 0 | 0 | 0 | 0 | 0 | 0 | 0 | 0 | 0 | 0 | 0 | 0 | 0 | 0 | 0
0 | 0 |  |  |  | 0 | [11 empty] | 0 | 0 |  | 0 |  | 0 | [5 empty] | 0 |  | 0 |  | 0 |  | 0 |  | 0 |  | 0 |  | 0 |  | 0 |  |  | 0 | 0 | 0 |  |  | 0 | 0 | 0 | 0 | 0 | 0 | 0 | 0 | 0 | 0 | 0 | 0 | 0 | 0 | 0 | 0 | 0 | 0 | 0 | 0 | 0
0 | 0 |  |  |  | 0 | [11 empty] | 0 | 0 |  | 0 |  | 0 | [5 empty] | 0 |  | 0 |  | 0 |  | 0 |  | 0 |  | 0 |  | 0 |  | 0 |  |  | 0 | 0 | 0 |  |  | 0 | 0 | 0 | 0 | 0 | 0 | 0 | 0 | 0 | 0 | 0 | 0 | 0 | 0 | 0 | 0 | 0 | 0 | 0 | 0 | 0
0 | 0 |  |  |  | 0 | [11 empty] | 0 | 0 |  | 0 |  | 0 | [5 empty] | 0 |  | 0 |  | 0 |  | 0 |  | 0 |  | 0 |  | 0 |  | 0 |  |  | 0 | 0 | 0 |  |  | 0 | 0 | 0 | 0 | 0 | 0 | 0 | 0 | 0 | 0 | 0 | 0 | 0 | 0 | 0 | 0 | 0 | 0 | 0 | 0 | 0
0 | 0 |  |  |  | 0 | [11 empty] | 0 | 0 |  | 0 |  | 0 | [5 empty] | 0 |  | 0 |  | 0 |  | 0 |  | 0 |  | 0 |  | 0 |  | 0 |  |  | 0 | 0 | 0 |  |  | 0 | 0 | 0 | 0 | 0 | 0 | 0 | 0 | 0 | 0 | 0 | 0 | 0 | 0 | 0 | 0 | 0 | 0 | 0 | 0 | 0
0 | 0 |  |  |  | 0 | [11 empty] | 0 | 0 |  | 0 |  | 0 | [5 empty] | 0 |  | 0 |  | 0 |  | 0 |  | 0 |  | 0 |  | 0 |  | 0 |  |  | 0 | 0 | 0 |  |  | 0 | 0 | 0 | 0 | 0 | 0 | 0 | 0 | 0 | 0 | 0 | 0 | 0 | 0 | 0 | 0 | 0 | 0 | 0 | 0 | 0
0 | 0 |  |  |  | 0 | [11 empty] | 0 | 0 |  | 0 |  | 0 | [5 empty] | 0 |  | 0 |  | 0 |  | 0 |  | 0 |  | 0 |  | 0 |  | 0 |  |  | 0 | 0 | 0 |  |  | 0 | 0 | 0 | 0 | 0 | 0 | 0 | 0 | 0 | 0 | 0 | 0 | 0 | 0 | 0 | 0 | 0 | 0 | 0 | 0 | 0
0 | 0 |  |  |  | 0 | [11 empty] | 0 | 0 |  | 0 |  | 0 | [5 empty] | 0 |  | 0 |  | 0 |  | 0 |  | 0 |  | 0 |  | 0 |  | 0 |  |  | 0 | 0 | 0 |  |  | 0 | 0 | 0 | 0 | 0 | 0 | 0 | 0 | 0 | 0 | 0 | 0 | 0 | 0 | 0 | 0 | 0 | 0 | 0 | 0 | 0
0 | 0 |  |  |  | 0 | [11 empty] | 0 | 0 |  | 0 |  | 0 | [5 empty] | 0 |  | 0 |  | 0 |  | 0 |  | 0 |  | 0 |  | 0 |  | 0 |  |  | 0 | 0 | 0 |  |  | 0 | 0 | 0 | 0 | 0 | 0 | 0 | 0 | 0 | 0 | 0 | 0 | 0 | 0 | 0 | 0 | 0 | 0 | 0 | 0 | 0
0 | 0 |  |  |  | 0 | [11 empty] | 0 | 0 |  | 0 |  | 0 | [5 empty] | 0 |  | 0 |  | 0 |  | 0 |  | 0 |  | 0 |  | 0 |  | 0 |  |  | 0 | 0 | 0 |  |  | 0 | 0 | 0 | 0 | 0 | 0 | 0 | 0 | 0 | 0 | 0 | 0 | 0 | 0 | 0 | 0 | 0 | 0 | 0 | 0 | 0
0 | 0 |  |  |  | 0 | [11 empty] | 0 | 0 |  | 0 |  | 0 | [5 empty] | 0 |  | 0 |  | 0 |  | 0 |  | 0 |  | 0 |  | 0 |  | 0 |  |  | 0 | 0 | 0 |  |  | 0 | 0 | 0 | 0 | 0 | 0 | 0 | 0 | 0 | 0 | 0 | 0 | 0 | 0 | 0 | 0 | 0 | 0 | 0 | 0 | 0
0 | 0 |  |  |  | 0 | [11 empty] | 0 | 0 |  | 0 |  | 0 | [5 empty] | 0 |  | 0 |  | 0 |  | 0 |  | 0 |  | 0 |  | 0 |  | 0 |  |  | 0 | 0 | 0 |  |  | 0 | 0 | 0 | 0 | 0 | 0 | 0 | 0 | 0 | 0 | 0 | 0 | 0 | 0 | 0 | 0 | 0 | 0 | 0 | 0 | 0
0 | 0 |  |  |  | 0 | [11 empty] | 0 | 0 |  | 0 |  | 0 | [5 empty] | 0 |  | 0 |  | 0 |  | 0 |  | 0 |  | 0 |  | 0 |  | 0 |  |  | 0 | 0 | 0 |  |  | 0 | 0 | 0 | 0 | 0 | 0 | 0 | 0 | 0 | 0 | 0 | 0 | 0 | 0 | 0 | 0 | 0 | 0 | 0 | 0 | 0
0 | 0 |  |  |  | 0 | [11 empty] | 0 | 0 |  | 0 |  | 0 | [5 empty] | 0 |  | 0 |  | 0 |  | 0 |  | 0 |  | 0 |  | 0 |  | 0 |  |  | 0 | 0 | 0 |  |  | 0 | 0 | 0 | 0 | 0 | 0 | 0 | 0 | 0 | 0 | 0 | 0 | 0 | 0 | 0 | 0 | 0 | 0 | 0 | 0 | 0
0 | 0 |  |  |  | 0 | [11 empty] | 0 | 0 |  | 0 |  | 0 | [5 empty] | 0 |  | 0 |  | 0 |  | 0 |  | 0 |  | 0 |  | 0 |  | 0 |  |  | 0 | 0 | 0 |  |  | 0 | 0 | 0 | 0 | 0 | 0 | 0 | 0 | 0 | 0 | 0 | 0 | 0 | 0 | 0 | 0 | 0 | 0 | 0 | 0 | 0
0 | 0 |  |  |  | 0 | [11 empty] | 0 | 0 |  | 0 |  | 0 | [5 empty] | 0 |  | 0 |  | 0 |  | 0 |  | 0 |  | 0 |  | 0 |  | 0 |  |  | 0 | 0 | 0 |  |  | 0 | 0 | 0 | 0 | 0 | 0 | 0 | 0 | 0 | 0 | 0 | 0 | 0 | 0 | 0 | 0 | 0 | 0 | 0 | 0 | 0
0 | 0 |  |  |  | 0 | [11 empty] | 0 | 0 |  | 0 |  | 0 | [5 empty] | 0 |  | 0 |  | 0 |  | 0 |  | 0 |  | 0 |  | 0 |  | 0 |  |  | 0 | 0 | 0 |  |  | 0 | 0 | 0 | 0 | 0 | 0 | 0 | 0 | 0 | 0 | 0 | 0 | 0 | 0 | 0 | 0 | 0 | 0 | 0 | 0 | 0
0 | 0 |  |  |  | 0 | [11 empty] | 0 | 0 |  | 0 |  | 0 | [5 empty] | 0 |  | 0 |  | 0 |  | 0 |  | 0 |  | 0 |  | 0 |  | 0 |  |  | 0 | 0 | 0 |  |  | 0 | 0 | 0 | 0 | 0 | 0 | 0 | 0 | 0 | 0 | 0 | 0 | 0 | 0 | 0 | 0 | 0 | 0 | 0 | 0 | 0
0 | 0 |  |  |  | 0 | [11 empty] | 0 | 0 |  | 0 |  | 0 | [5 empty] | 0 |  | 0 |  | 0 |  | 0 |  | 0 |  | 0 |  | 0 |  | 0 |  |  | 0 | 0 | 0 |  |  | 0 | 0 | 0 | 0 | 0 | 0 | 0 | 0 | 0 | 0 | 0 | 0 | 0 | 0 | 0 | 0 | 0 | 0 | 0 | 0 | 0
0 | 0 |  |  |  | 0 | [11 empty] | 0 | 0 |  | 0 |  | 0 | [5 empty] | 0 |  | 0 |  | 0 |  | 0 |  | 0 |  | 0 |  | 0 |  | 0 |  |  | 0 | 0 | 0 |  |  | 0 | 0 | 0 | 0 | 0 | 0 | 0 | 0 | 0 | 0 | 0 | 0 | 0 | 0 | 0 | 0 | 0 | 0 | 0 | 0 | 0
0 | 0 |  |  |  | 0 | [11 empty] | 0 | 0 |  | 0 |  | 0 | [5 empty] | 0 |  | 0 |  | 0 |  | 0 |  | 0 |  | 0 |  | 0 |  | 0 |  |  | 0 | 0 | 0 |  |  | 0 | 0 | 0 | 0 | 0 | 0 | 0 | 0 | 0 | 0 | 0 | 0 | 0 | 0 | 0 | 0 | 0 | 0 | 0 | 0 | 0
0 | 0 |  |  |  | 0 | [11 empty] | 0 | 0 |  | 0 |  | 0 | [5 empty] | 0 |  | 0 |  | 0 |  | 0 |  | 0 |  | 0 |  | 0 |  | 0 |  |  | 0 | 0 | 0 |  |  | 0 | 0 | 0 | 0 | 0 | 0 | 0 | 0 | 0 | 0 | 0 | 0 | 0 | 0 | 0 | 0 | 0 | 0 | 0 | 0 | 0
0 | 0 |  |  |  | 0 | [11 empty] | 0 | 0 |  | 0 |  | 0 | [5 empty] | 0 |  | 0 |  | 0 |  | 0 |  | 0 |  | 0 |  | 0 |  | 0 |  |  | 0 | 0 | 0 |  |  | 0 | 0 | 0 | 0 | 0 | 0 | 0 | 0 | 0 | 0 | 0 | 0 | 0 | 0 | 0 | 0 | 0 | 0 | 0 | 0 | 0
0 | 0 |  |  |  | 0 | [11 empty] | 0 | 0 |  | 0 |  | 0 | [5 empty] | 0 |  | 0 |  | 0 |  | 0 |  | 0 |  | 0 |  | 0 |  | 0 |  |  | 0 | 0 | 0 |  |  | 0 | 0 | 0 | 0 | 0 | 0 | 0 | 0 | 0 | 0 | 0 | 0 | 0 | 0 | 0 | 0 | 0 | 0 | 0 | 0 | 0
0 | 0 |  |  |  | 0 | [11 empty] | 0 | 0 |  | 0 |  | 0 | [5 empty] | 0 |  | 0 |  | 0 |  | 0 |  | 0 |  | 0 |  | 0 |  | 0 |  |  | 0 | 0 | 0 |  |  | 0 | 0 | 0 | 0 | 0 | 0 | 0 | 0 | 0 | 0 | 0 | 0 | 0 | 0 | 0 | 0 | 0 | 0 | 0 | 0 | 0
0 | 0 |  |  |  | 0 | [11 empty] | 0 | 0 |  | 0 |  | 0 | [5 empty] | 0 |  | 0 |  | 0 |  | 0 |  | 0 |  | 0 |  | 0 |  | 0 |  |  | 0 | 0 | 0 |  |  | 0 | 0 | 0 | 0 | 0 | 0 | 0 | 0 | 0 | 0 | 0 | 0 | 0 | 0 | 0 | 0 | 0 | 0 | 0 | 0 | 0
0 | 0 |  |  |  | 0 | [11 empty] | 0 | 0 |  | 0 |  | 0 | [5 empty] | 0 |  | 0 |  | 0 |  | 0 |  | 0 |  | 0 |  | 0 |  | 0 |  |  | 0 | 0 | 0 |  |  | 0 | 0 | 0 | 0 | 0 | 0 | 0 | 0 | 0 | 0 | 0 | 0 | 0 | 0 | 0 | 0 | 0 | 0 | 0 | 0 | 0
0 | 0 |  |  |  | 0 | [11 empty] | 0 | 0 |  | 0 |  | 0 | [5 empty] | 0 |  | 0 |  | 0 |  | 0 |  | 0 |  | 0 |  | 0 |  | 0 |  |  | 0 | 0 | 0 |  |  | 0 | 0 | 0 | 0 | 0 | 0 | 0 | 0 | 0 | 0 | 0 | 0 | 0 | 0 | 0 | 0 | 0 | 0 | 0 | 0 | 0
0 | 0 |  |  |  | 0 | [11 empty] | 0 | 0 |  | 0 |  | 0 | [5 empty] | 0 |  | 0 |  | 0 |  | 0 |  | 0 |  | 0 |  | 0 |  | 0 |  |  | 0 | 0 | 0 |  |  | 0 | 0 | 0 | 0 | 0 | 0 | 0 | 0 | 0 | 0 | 0 | 0 | 0 | 0 | 0 | 0 | 0 | 0 | 0 | 0 | 0
0 | 0 |  |  |  | 0 | [11 empty] | 0 | 0 |  | 0 |  | 0 | [5 empty] | 0 |  | 0 |  | 0 |  | 0 |  | 0 |  | 0 |  | 0 |  | 0 |  |  | 0 | 0 | 0 |  |  | 0 | 0 | 0 | 0 | 0 | 0 | 0 | 0 | 0 | 0 | 0 | 0 | 0 | 0 | 0 | 0 | 0 | 0 | 0 | 0 | 0
0 | 0 |  |  |  | 0 | [11 empty] | 0 | 0 |  | 0 |  | 0 | [5 empty] | 0 |  | 0 |  | 0 |  | 0 |  | 0 |  | 0 |  | 0 |  | 0 |  |  | 0 | 0 | 0 |  |  | 0 | 0 | 0 | 0 | 0 | 0 | 0 | 0 | 0 | 0 | 0 | 0 | 0 | 0 | 0 | 0 | 0 | 0 | 0 | 0 | 0
0 | 0 |  |  |  | 0 | [11 empty] | 0 | 0 |  | 0 |  | 0 | [5 empty] | 0 |  | 0 |  | 0 |  | 0 |  | 0 |  | 0 |  | 0 |  | 0 |  |  | 0 | 0 | 0 |  |  | 0 | 0 | 0 | 0 | 0 | 0 | 0 | 0 | 0 | 0 | 0 | 0 | 0 | 0 | 0 | 0 | 0 | 0 | 0 | 0 | 0
0 | 0 |  |  |  | 0 | [11 empty] | 0 | 0 |  | 0 |  | 0 | [5 empty] | 0 |  | 0 |  | 0 |  | 0 |  | 0 |  | 0 |  | 0 |  | 0 |  |  | 0 | 0 | 0 |  |  | 0 | 0 | 0 | 0 | 0 | 0 | 0 | 0 | 0 | 0 | 0 | 0 | 0 | 0 | 0 | 0 | 0 | 0 | 0 | 0 | 0
0 | 0 |  |  |  | 0 | [11 empty] | 0 | 0 |  | 0 |  | 0 | [5 empty] | 0 |  | 0 |  | 0 |  | 0 |  | 0 |  | 0 |  | 0 |  | 0 |  |  | 0 | 0 | 0 |  |  | 0 | 0 | 0 | 0 | 0 | 0 | 0 | 0 | 0 | 0 | 0 | 0 | 0 | 0 | 0 | 0 | 0 | 0 | 0 | 0 | 0
0 | 0 |  |  |  | 0 | [11 empty] | 0 | 0 |  | 0 |  | 0 | [5 empty] | 0 |  | 0 |  | 0 |  | 0 |  | 0 |  | 0 |  | 0 |  | 0 |  |  | 0 | 0 | 0 |  |  | 0 | 0 | 0 | 0 | 0 | 0 | 0 | 0 | 0 | 0 | 0 | 0 | 0 | 0 | 0 | 0 | 0 | 0 | 0 | 0 | 0
0 | 0 |  |  |  | 0 | [11 empty] | 0 | 0 |  | 0 |  | 0 | [5 empty] | 0 |  | 0 |  | 0 |  | 0 |  | 0 |  | 0 |  | 0 |  | 0 |  |  | 0 | 0 | 0 |  |  | 0 | 0 | 0 | 0 | 0 | 0 | 0 | 0 | 0 | 0 | 0 | 0 | 0 | 0 | 0 | 0 | 0 | 0 | 0 | 0 | 0
0 | 0 |  |  |  | 0 | [11 empty] | 0 | 0 |  | 0 |  | 0 | [5 empty] | 0 |  | 0 |  | 0 |  | 0 |  | 0 |  | 0 |  | 0 |  | 0 |  |  | 0 | 0 | 0 |  |  | 0 | 0 | 0 | 0 | 0 | 0 | 0 | 0 | 0 | 0 | 0 | 0 | 0 | 0 | 0 | 0 | 0 | 0 | 0 | 0 | 0
0 | 0 |  |  |  | 0 | [11 empty] | 0 | 0 |  | 0 |  | 0 | [5 empty] | 0 |  | 0 |  | 0 |  | 0 |  | 0 |  | 0 |  | 0 |  | 0 |  |  | 0 | 0 | 0 |  |  | 0 | 0 | 0 | 0 | 0 | 0 | 0 | 0 | 0 | 0 | 0 | 0 | 0 | 0 | 0 | 0 | 0 | 0 | 0 | 0 | 0
0 | 0 |  |  |  | 0 | [11 empty] | 0 | 0 |  | 0 |  | 0 | [5 empty] | 0 |  | 0 |  | 0 |  | 0 |  | 0 |  | 0 |  | 0 |  | 0 |  |  | 0 | 0 | 0 |  |  | 0 | 0 | 0 | 0 | 0 | 0 | 0 | 0 | 0 | 0 | 0 | 0 | 0 | 0 | 0 | 0 | 0 | 0 | 0 | 0 | 0
0 | 0 |  |  |  | 0 | [11 empty] | 0 | 0 |  | 0 |  | 0 | [5 empty] | 0 |  | 0 |  | 0 |  | 0 |  | 0 |  | 0 |  | 0 |  | 0 |  |  | 0 | 0 | 0 |  |  | 0 | 0 | 0 | 0 | 0 | 0 | 0 | 0 | 0 | 0 | 0 | 0 | 0 | 0 | 0 | 0 | 0 | 0 | 0 | 0 | 0
0 | 0 |  |  |  | 0 | [11 empty] | 0 | 0 |  | 0 |  | 0 | [5 empty] | 0 |  | 0 |  | 0 |  | 0 |  | 0 |  | 0 |  | 0 |  | 0 |  |  | 0 | 0 | 0 |  |  | 0 | 0 | 0 | 0 | 0 | 0 | 0 | 0 | 0 | 0 | 0 | 0 | 0 | 0 | 0 | 0 | 0 | 0 | 0 | 0 | 0
0 | 0 |  |  |  | 0 | [11 empty] | 0 | 0 |  | 0 |  | 0 | [5 empty] | 0 |  | 0 |  | 0 |  | 0 |  | 0 |  | 0 |  | 0 |  | 0 |  |  | 0 | 0 | 0 |  |  | 0 | 0 | 0 | 0 | 0 | 0 | 0 | 0 | 0 | 0 | 0 | 0 | 0 | 0 | 0 | 0 | 0 | 0 | 0 | 0 | 0
0 | 0 |  |  |  | 0 | [11 empty] | 0 | 0 |  | 0 |  | 0 | [5 empty] | 0 |  | 0 |  | 0 |  | 0 |  | 0 |  | 0 |  | 0 |  | 0 |  |  | 0 | 0 | 0 |  |  | 0 | 0 | 0 | 0 | 0 | 0 | 0 | 0 | 0 | 0 | 0 | 0 | 0 | 0 | 0 | 0 | 0 | 0 | 0 | 0 | 0
0 | 0 |  |  |  | 0 | [11 empty] | 0 | 0 |  | 0 |  | 0 | [5 empty] | 0 |  | 0 |  | 0 |  | 0 |  | 0 |  | 0 |  | 0 |  | 0 |  |  | 0 | 0 | 0 |  |  | 0 | 0 | 0 | 0 | 0 | 0 | 0 | 0 | 0 | 0 | 0 | 0 | 0 | 0 | 0 | 0 | 0 | 0 | 0 | 0 | 0
0 | 0 |  |  |  | 0 | [11 empty] | 0 | 0 |  | 0 |  | 0 | [5 empty] | 0 |  | 0 |  | 0 |  | 0 |  | 0 |  | 0 |  | 0 |  | 0 |  |  | 0 | 0 | 0 |  |  | 0 | 0 | 0 | 0 | 0 | 0 | 0 | 0 | 0 | 0 | 0 | 0 | 0 | 0 | 0 | 0 | 0 | 0 | 0 | 0 | 0
0 | 0 |  |  |  | 0 | [11 empty] | 0 | 0 |  | 0 |  | 0 | [5 empty] | 0 |  | 0 |  | 0 |  | 0 |  | 0 |  | 0 |  | 0 |  | 0 |  |  | 0 | 0 | 0 |  |  | 0 | 0 | 0 | 0 | 0 | 0 | 0 | 0 | 0 | 0 | 0 | 0 | 0 | 0 | 0 | 0 | 0 | 0 | 0 | 0 | 0
0 | 0 |  |  |  | 0 | [11 empty] | 0 | 0 |  | 0 |  | 0 | [5 empty] | 0 |  | 0 |  | 0 |  | 0 |  | 0 |  | 0 |  | 0 |  | 0 |  |  | 0 | 0 | 0 |  |  | 0 | 0 | 0 | 0 | 0 | 0 | 0 | 0 | 0 | 0 | 0 | 0 | 0 | 0 | 0 | 0 | 0 | 0 | 0 | 0 | 0
0 | 0 |  |  |  | 0 | [11 empty] | 0 | 0 |  | 0 |  | 0 | [5 empty] | 0 |  | 0 |  | 0 |  | 0 |  | 0 |  | 0 |  | 0 |  | 0 |  |  | 0 | 0 | 0 |  |  | 0 | 0 | 0 | 0 | 0 | 0 | 0 | 0 | 0 | 0 | 0 | 0 | 0 | 0 | 0 | 0 | 0 | 0 | 0 | 0 | 0
0 | 0 |  |  |  | 0 | [11 empty] | 0 | 0 |  | 0 |  | 0 | [5 empty] | 0 |  | 0 |  | 0 |  | 0 |  | 0 |  | 0 |  | 0 |  | 0 |  |  | 0 | 0 | 0 |  |  | 0 | 0 | 0 | 0 | 0 | 0 | 0 | 0 | 0 | 0 | 0 | 0 | 0 | 0 | 0 | 0 | 0 | 0 | 0 | 0 | 0
0 | 0 |  |  |  | 0 | [11 empty] | 0 | 0 |  | 0 |  | 0 | [5 empty] | 0 |  | 0 |  | 0 |  | 0 |  | 0 |  | 0 |  | 0 |  | 0 |  |  | 0 | 0 | 0 |  |  | 0 | 0 | 0 | 0 | 0 | 0 | 0 | 0 | 0 | 0 | 0 | 0 | 0 | 0 | 0 | 0 | 0 | 0 | 0 | 0 | 0
0 | 0 |  |  |  | 0 | [11 empty] | 0 | 0 |  | 0 |  | 0 | [5 empty] | 0 |  | 0 |  | 0 |  | 0 |  | 0 |  | 0 |  | 0 |  | 0 |  |  | 0 | 0 | 0 |  |  | 0 | 0 | 0 | 0 | 0 | 0 | 0 | 0 | 0 | 0 | 0 | 0 | 0 | 0 | 0 | 0 | 0 | 0 | 0 | 0 | 0
0 | 0 |  |  |  | 0 | [11 empty] | 0 | 0 |  | 0 |  | 0 | [5 empty] | 0 |  | 0 |  | 0 |  | 0 |  | 0 |  | 0 |  | 0 |  | 0 |  |  | 0 | 0 | 0 |  |  | 0 | 0 | 0 | 0 | 0 | 0 | 0 | 0 | 0 | 0 | 0 | 0 | 0 | 0 | 0 | 0 | 0 | 0 | 0 | 0 | 0
0 | 0 |  |  |  | 0 | [11 empty] | 0 | 0 |  | 0 |  | 0 | [5 empty] | 0 |  | 0 |  | 0 |  | 0 |  | 0 |  | 0 |  | 0 |  | 0 |  |  | 0 | 0 | 0 |  |  | 0 | 0 | 0 | 0 | 0 | 0 | 0 | 0 | 0 | 0 | 0 | 0 | 0 | 0 | 0 | 0 | 0 | 0 | 0 | 0 | 0
0 | 0 |  |  |  | 0 | [11 empty] | 0 | 0 |  | 0 |  | 0 | [5 empty] | 0 |  | 0 |  | 0 |  | 0 |  | 0 |  | 0 |  | 0 |  | 0 |  |  | 0 | 0 | 0 |  |  | 0 | 0 | 0 | 0 | 0 | 0 | 0 | 0 | 0 | 0 | 0 | 0 | 0 | 0 | 0 | 0 | 0 | 0 | 0 | 0 | 0
0 | 0 |  |  |  | 0 | [11 empty] | 0 | 0 |  | 0 |  | 0 | [5 empty] | 0 |  | 0 |  | 0 |  | 0 |  | 0 |  | 0 |  | 0 |  | 0 |  |  | 0 | 0 | 0 |  |  | 0 | 0 | 0 | 0 | 0 | 0 | 0 | 0 | 0 | 0 | 0 | 0 | 0 | 0 | 0 | 0 | 0 | 0 | 0 | 0 | 0
0 | 0 |  |  |  | 0 | [11 empty] | 0 | 0 |  | 0 |  | 0 | [5 empty] | 0 |  | 0 |  | 0 |  | 0 |  | 0 |  | 0 |  | 0 |  | 0 |  |  | 0 | 0 | 0 |  |  | 0 | 0 | 0 | 0 | 0 | 0 | 0 | 0 | 0 | 0 | 0 | 0 | 0 | 0 | 0 | 0 | 0 | 0 | 0 | 0 | 0
0 | 0 |  |  |  | 0 | [11 empty] | 0 | 0 |  | 0 |  | 0 | [5 empty] | 0 |  | 0 |  | 0 |  | 0 |  | 0 |  | 0 |  | 0 |  | 0 |  |  | 0 | 0 | 0 |  |  | 0 | 0 | 0 | 0 | 0 | 0 | 0 | 0 | 0 | 0 | 0 | 0 | 0 | 0 | 0 | 0 | 0 | 0 | 0 | 0 | 0
0 | 0 |  |  |  | 0 | [11 empty] | 0 | 0 |  | 0 |  | 0 | [5 empty] | 0 |  | 0 |  | 0 |  | 0 |  | 0 |  | 0 |  | 0 |  | 0 |  |  | 0 | 0 | 0 |  |  | 0 | 0 | 0 | 0 | 0 | 0 | 0 | 0 | 0 | 0 | 0 | 0 | 0 | 0 | 0 | 0 | 0 | 0 | 0 | 0 | 0
0 | 0 |  |  |  | 0 | [11 empty] | 0 | 0 |  | 0 |  | 0 | [5 empty] | 0 |  | 0 |  | 0 |  | 0 |  | 0 |  | 0 |  | 0 |  | 0 |  |  | 0 | 0 | 0 |  |  | 0 | 0 | 0 | 0 | 0 | 0 | 0 | 0 | 0 | 0 | 0 | 0 | 0 | 0 | 0 | 0 | 0 | 0 | 0 | 0 | 0
0 | 0 |  |  |  | 0 | [11 empty] | 0 | 0 |  | 0 |  | 0 | [5 empty] | 0 |  | 0 |  | 0 |  | 0 |  | 0 |  | 0 |  | 0 |  | 0 |  |  | 0 | 0 | 0 |  |  | 0 | 0 | 0 | 0 | 0 | 0 | 0 | 0 | 0 | 0 | 0 | 0 | 0 | 0 | 0 | 0 | 0 | 0 | 0 | 0 | 0
0 | 0 |  |  |  | 0 | [11 empty] | 0 | 0 |  | 0 |  | 0 | [5 empty] | 0 |  | 0 |  | 0 |  | 0 |  | 0 |  | 0 |  | 0 |  | 0 |  |  | 0 | 0 | 0 |  |  | 0 | 0 | 0 | 0 | 0 | 0 | 0 | 0 | 0 | 0 | 0 | 0 | 0 | 0 | 0 | 0 | 0 | 0 | 0 | 0 | 0
0 | 0 |  |  |  | 0 | [11 empty] | 0 | 0 |  | 0 |  | 0 | [5 empty] | 0 |  | 0 |  | 0 |  | 0 |  | 0 |  | 0 |  | 0 |  | 0 |  |  | 0 | 0 | 0 |  |  | 0 | 0 | 0 | 0 | 0 | 0 | 0 | 0 | 0 | 0 | 0 | 0 | 0 | 0 | 0 | 0 | 0 | 0 | 0 | 0 | 0
0 | 0 |  |  |  | 0 | [11 empty] | 0 | 0 |  | 0 |  | 0 | [5 empty] | 0 |  | 0 |  | 0 |  | 0 |  | 0 |  | 0 |  | 0 |  | 0 |  |  | 0 | 0 | 0 |  |  | 0 | 0 | 0 | 0 | 0 | 0 | 0 | 0 | 0 | 0 | 0 | 0 | 0 | 0 | 0 | 0 | 0 | 0 | 0 | 0 | 0
0 | 0 |  |  |  | 0 | [11 empty] | 0 | 0 |  | 0 |  | 0 | [5 empty] | 0 |  | 0 |  | 0 |  | 0 |  | 0 |  | 0 |  | 0 |  | 0 |  |  | 0 | 0 | 0 |  |  | 0 | 0 | 0 | 0 | 0 | 0 | 0 | 0 | 0 | 0 | 0 | 0 | 0 | 0 | 0 | 0 | 0 | 0 | 0 | 0 | 0
0 | 0 |  |  |  | 0 | [11 empty] | 0 | 0 |  | 0 |  | 0 | [5 empty] | 0 |  | 0 |  | 0 |  | 0 |  | 0 |  | 0 |  | 0 |  | 0 |  |  | 0 | 0 | 0 |  |  | 0 | 0 | 0 | 0 | 0 | 0 | 0 | 0 | 0 | 0 | 0 | 0 | 0 | 0 | 0 | 0 | 0 | 0 | 0 | 0 | 0
0 | 0 |  |  |  | 0 | [11 empty] | 0 | 0 |  | 0 |  | 0 | [5 empty] | 0 |  | 0 |  | 0 |  | 0 |  | 0 |  | 0 |  | 0 |  | 0 |  |  | 0 | 0 | 0 |  |  | 0 | 0 | 0 | 0 | 0 | 0 | 0 | 0 | 0 | 0 | 0 | 0 | 0 | 0 | 0 | 0 | 0 | 0 | 0 | 0 | 0
0 | 0 |  |  |  | 0 | [11 empty] | 0 | 0 |  | 0 |  | 0 | [5 empty] | 0 |  | 0 |  | 0 |  | 0 |  | 0 |  | 0 |  | 0 |  | 0 |  |  | 0 | 0 | 0 |  |  | 0 | 0 | 0 | 0 | 0 | 0 | 0 | 0 | 0 | 0 | 0 | 0 | 0 | 0 | 0 | 0 | 0 | 0 | 0 | 0 | 0
0 | 0 |  |  |  | 0 | [11 empty] | 0 | 0 |  | 0 |  | 0 | [5 empty] | 0 |  | 0 |  | 0 |  | 0 |  | 0 |  | 0 |  | 0 |  | 0 |  |  | 0 | 0 | 0 |  |  | 0 | 0 | 0 | 0 | 0 | 0 | 0 | 0 | 0 | 0 | 0 | 0 | 0 | 0 | 0 | 0 | 0 | 0 | 0 | 0 | 0
0 | 0 |  |  |  | 0 | [11 empty] | 0 | 0 |  | 0 |  | 0 | [5 empty] | 0 |  | 0 |  | 0 |  | 0 |  | 0 |  | 0 |  | 0 |  | 0 |  |  | 0 | 0 | 0 |  |  | 0 | 0 | 0 | 0 | 0 | 0 | 0 | 0 | 0 | 0 | 0 | 0 | 0 | 0 | 0 | 0 | 0 | 0 | 0 | 0 | 0
0 | 0 |  |  |  | 0 | [11 empty] | 0 | 0 |  | 0 |  | 0 | [5 empty] | 0 |  | 0 |  | 0 |  | 0 |  | 0 |  | 0 |  | 0 |  | 0 |  |  | 0 | 0 | 0 |  |  | 0 | 0 | 0 | 0 | 0 | 0 | 0 | 0 | 0 | 0 | 0 | 0 | 0 | 0 | 0 | 0 | 0 | 0 | 0 | 0 | 0
0 | 0 |  |  |  | 0 | [11 empty] | 0 | 0 |  | 0 |  | 0 | [5 empty] | 0 |  | 0 |  | 0 |  | 0 |  | 0 |  | 0 |  | 0 |  | 0 |  |  | 0 | 0 | 0 |  |  | 0 | 0 | 0 | 0 | 0 | 0 | 0 | 0 | 0 | 0 | 0 | 0 | 0 | 0 | 0 | 0 | 0 | 0 | 0 | 0 | 0
0 | 0 |  |  |  | 0 | [11 empty] | 0 | 0 |  | 0 |  | 0 | [5 empty] | 0 |  | 0 |  | 0 |  | 0 |  | 0 |  | 0 |  | 0 |  | 0 |  |  | 0 | 0 | 0 |  |  | 0 | 0 | 0 | 0 | 0 | 0 | 0 | 0 | 0 | 0 | 0 | 0 | 0 | 0 | 0 | 0 | 0 | 0 | 0 | 0 | 0
0 | 0 |  |  |  | 0 | [11 empty] | 0 | 0 |  | 0 |  | 0 | [5 empty] | 0 |  | 0 |  | 0 |  | 0 |  | 0 |  | 0 |  | 0 |  | 0 |  |  | 0 | 0 | 0 |  |  | 0 | 0 | 0 | 0 | 0 | 0 | 0 | 0 | 0 | 0 | 0 | 0 | 0 | 0 | 0 | 0 | 0 | 0 | 0 | 0 | 0
0 | 0 |  |  |  | 0 | [11 empty] | 0 | 0 |  | 0 |  | 0 | [5 empty] | 0 |  | 0 |  | 0 |  | 0 |  | 0 |  | 0 |  | 0 |  | 0 |  |  | 0 | 0 | 0 |  |  | 0 | 0 | 0 | 0 | 0 | 0 | 0 | 0 | 0 | 0 | 0 | 0 | 0 | 0 | 0 | 0 | 0 | 0 | 0 | 0 | 0
0 | 0 |  |  |  | 0 | [11 empty] | 0 | 0 |  | 0 |  | 0 | [5 empty] | 0 |  | 0 |  | 0 |  | 0 |  | 0 |  | 0 |  | 0 |  | 0 |  |  | 0 | 0 | 0 |  |  | 0 | 0 | 0 | 0 | 0 | 0 | 0 | 0 | 0 | 0 | 0 | 0 | 0 | 0 | 0 | 0 | 0 | 0 | 0 | 0 | 0
0 | 0 |  |  |  | 0 | [11 empty] | 0 | 0 |  | 0 |  | 0 | [5 empty] | 0 |  | 0 |  | 0 |  | 0 |  | 0 |  | 0 |  | 0 |  | 0 |  |  | 0 | 0 | 0 |  |  | 0 | 0 | 0 | 0 | 0 | 0 | 0 | 0 | 0 | 0 | 0 | 0 | 0 | 0 | 0 | 0 | 0 | 0 | 0 | 0 | 0
0 | 0 |  |  |  | 0 | [11 empty] | 0 | 0 |  | 0 |  | 0 | [5 empty] | 0 |  | 0 |  | 0 |  | 0 |  | 0 |  | 0 |  | 0 |  | 0 |  |  | 0 | 0 | 0 |  |  | 0 | 0 | 0 | 0 | 0 | 0 | 0 | 0 | 0 | 0 | 0 | 0 | 0 | 0 | 0 | 0 | 0 | 0 | 0 | 0 | 0
0 | 0 |  |  |  | 0 | [11 empty] | 0 | 0 |  | 0 |  | 0 | [5 empty] | 0 |  | 0 |  | 0 |  | 0 |  | 0 |  | 0 |  | 0 |  | 0 |  |  | 0 | 0 | 0 |  |  | 0 | 0 | 0 | 0 | 0 | 0 | 0 | 0 | 0 | 0 | 0 | 0 | 0 | 0 | 0 | 0 | 0 | 0 | 0 | 0 | 0
0 | 0 |  |  |  | 0 | [11 empty] | 0 | 0 |  | 0 |  | 0 | [5 empty] | 0 |  | 0 |  | 0 |  | 0 |  | 0 |  | 0 |  | 0 |  | 0 |  |  | 0 | 0 | 0 |  |  | 0 | 0 | 0 | 0 | 0 | 0 | 0 | 0 | 0 | 0 | 0 | 0 | 0 | 0 | 0 | 0 | 0 | 0 | 0 | 0 | 0
0 | 0 |  |  |  | 0 | [11 empty] | 0 | 0 |  | 0 |  | 0 | [5 empty] | 0 |  | 0 |  | 0 |  | 0 |  | 0 |  | 0 |  | 0 |  | 0 |  |  | 0 | 0 | 0 |  |  | 0 | 0 | 0 | 0 | 0 | 0 | 0 | 0 | 0 | 0 | 0 | 0 | 0 | 0 | 0 | 0 | 0 | 0 | 0 | 0 | 0
0 | 0 |  |  |  | 0 | [11 empty] | 0 | 0 |  | 0 |  | 0 | [5 empty] | 0 |  | 0 |  | 0 |  | 0 |  | 0 |  | 0 |  | 0 |  | 0 |  |  | 0 | 0 | 0 |  |  | 0 | 0 | 0 | 0 | 0 | 0 | 0 | 0 | 0 | 0 | 0 | 0 | 0 | 0 | 0 | 0 | 0 | 0 | 0 | 0 | 0
0 | 0 |  |  |  | 0 | [11 empty] | 0 | 0 |  | 0 |  | 0 | [5 empty] | 0 |  | 0 |  | 0 |  | 0 |  | 0 |  | 0 |  | 0 |  | 0 |  |  | 0 | 0 | 0 |  |  | 0 | 0 | 0 | 0 | 0 | 0 | 0 | 0 | 0 | 0 | 0 | 0 | 0 | 0 | 0 | 0 | 0 | 0 | 0 | 0 | 0
0 | 0 |  |  |  | 0 | [11 empty] | 0 | 0 |  | 0 |  | 0 | [5 empty] | 0 |  | 0 |  | 0 |  | 0 |  | 0 |  | 0 |  | 0 |  | 0 |  |  | 0 | 0 | 0 |  |  | 0 | 0 | 0 | 0 | 0 | 0 | 0 | 0 | 0 | 0 | 0 | 0 | 0 | 0 | 0 | 0 | 0 | 0 | 0 | 0 | 0
0 | 0 |  |  |  | 0 | [11 empty] | 0 | 0 |  | 0 |  | 0 | [5 empty] | 0 |  | 0 |  | 0 |  | 0 |  | 0 |  | 0 |  | 0 |  | 0 |  |  | 0 | 0 | 0 |  |  | 0 | 0 | 0 | 0 | 0 | 0 | 0 | 0 | 0 | 0 | 0 | 0 | 0 | 0 | 0 | 0 | 0 | 0 | 0 | 0 | 0
0 | 0 |  |  |  | 0 | [11 empty] | 0 | 0 |  | 0 |  | 0 | [5 empty] | 0 |  | 0 |  | 0 |  | 0 |  | 0 |  | 0 |  | 0 |  | 0 |  |  | 0 | 0 | 0 |  |  | 0 | 0 | 0 | 0 | 0 | 0 | 0 | 0 | 0 | 0 | 0 | 0 | 0 | 0 | 0 | 0 | 0 | 0 | 0 | 0 | 0
0 | 0 |  |  |  | 0 | [11 empty] | 0 | 0 |  | 0 |  | 0 | [5 empty] | 0 |  | 0 |  | 0 |  | 0 |  | 0 |  | 0 |  | 0 |  | 0 |  |  | 0 | 0 | 0 |  |  | 0 | 0 | 0 | 0 | 0 | 0 | 0 | 0 | 0 | 0 | 0 | 0 | 0 | 0 | 0 | 0 | 0 | 0 | 0 | 0 | 0
0 | 0 |  |  |  | 0 | [11 empty] | 0 | 0 |  | 0 |  | 0 | [5 empty] | 0 |  | 0 |  | 0 |  | 0 |  | 0 |  | 0 |  | 0 |  | 0 |  |  | 0 | 0 | 0 |  |  | 0 | 0 | 0 | 0 | 0 | 0 | 0 | 0 | 0 | 0 | 0 | 0 | 0 | 0 | 0 | 0 | 0 | 0 | 0 | 0 | 0
0 | 0 |  |  |  | 0 | [11 empty] | 0 | 0 |  | 0 |  | 0 | [5 empty] | 0 |  | 0 |  | 0 |  | 0 |  | 0 |  | 0 |  | 0 |  | 0 |  |  | 0 | 0 | 0 |  |  | 0 | 0 | 0 | 0 | 0 | 0 | 0 | 0 | 0 | 0 | 0 | 0 | 0 | 0 | 0 | 0 | 0 | 0 | 0 | 0 | 0
0 | 0 |  |  |  | 0 | [11 empty] | 0 | 0 |  | 0 |  | 0 | [5 empty] | 0 |  | 0 |  | 0 |  | 0 |  | 0 |  | 0 |  | 0 |  | 0 |  |  | 0 | 0 | 0 |  |  | 0 | 0 | 0 | 0 | 0 | 0 | 0 | 0 | 0 | 0 | 0 | 0 | 0 | 0 | 0 | 0 | 0 | 0 | 0 | 0 | 0
0 | 0 |  |  |  | 0 | [11 empty] | 0 | 0 |  | 0 |  | 0 | [5 empty] | 0 |  | 0 |  | 0 |  | 0 |  | 0 |  | 0 |  | 0 |  | 0 |  |  | 0 | 0 | 0 |  |  | 0 | 0 | 0 | 0 | 0 | 0 | 0 | 0 | 0 | 0 | 0 | 0 | 0 | 0 | 0 | 0 | 0 | 0 | 0 | 0 | 0
0 | 0 |  |  |  | 0 | [11 empty] | 0 | 0 |  | 0 |  | 0 | [5 empty] | 0 |  | 0 |  | 0 |  | 0 |  | 0 |  | 0 |  | 0 |  | 0 |  |  | 0 | 0 | 0 |  |  | 0 | 0 | 0 | 0 | 0 | 0 | 0 | 0 | 0 | 0 | 0 | 0 | 0 | 0 | 0 | 0 | 0 | 0 | 0 | 0 | 0
0 | 0 |  |  |  | 0 | [11 empty] | 0 | 0 |  | 0 |  | 0 | [5 empty] | 0 |  | 0 |  | 0 |  | 0 |  | 0 |  | 0 |  | 0 |  | 0 |  |  | 0 | 0 | 0 |  |  | 0 | 0 | 0 | 0 | 0 | 0 | 0 | 0 | 0 | 0 | 0 | 0 | 0 | 0 | 0 | 0 | 0 | 0 | 0 | 0 | 0
0 | 0 |  |  |  | 0 | [11 empty] | 0 | 0 |  | 0 |  | 0 | [5 empty] | 0 |  | 0 |  | 0 |  | 0 |  | 0 |  | 0 |  | 0 |  | 0 |  |  | 0 | 0 | 0 |  |  | 0 | 0 | 0 | 0 | 0 | 0 | 0 | 0 | 0 | 0 | 0 | 0 | 0 | 0 | 0 | 0 | 0 | 0 | 0 | 0 | 0
0 | 0 |  |  |  | 0 | [11 empty] | 0 | 0 |  | 0 |  | 0 | [5 empty] | 0 |  | 0 |  | 0 |  | 0 |  | 0 |  | 0 |  | 0 |  | 0 |  |  | 0 | 0 | 0 |  |  | 0 | 0 | 0 | 0 | 0 | 0 | 0 | 0 | 0 | 0 | 0 | 0 | 0 | 0 | 0 | 0 | 0 | 0 | 0 | 0 | 0
0 | 0 |  |  |  | 0 | [11 empty] | 0 | 0 |  | 0 |  | 0 | [5 empty] | 0 |  | 0 |  | 0 |  | 0 |  | 0 |  | 0 |  | 0 |  | 0 |  |  | 0 | 0 | 0 |  |  | 0 | 0 | 0 | 0 | 0 | 0 | 0 | 0 | 0 | 0 | 0 | 0 | 0 | 0 | 0 | 0 | 0 | 0 | 0 | 0 | 0
0 | 0 |  |  |  | 0 | [11 empty] | 0 | 0 |  | 0 |  | 0 | [5 empty] | 0 |  | 0 |  | 0 |  | 0 |  | 0 |  | 0 |  | 0 |  | 0 |  |  | 0 | 0 | 0 |  |  | 0 | 0 | 0 | 0 | 0 | 0 | 0 | 0 | 0 | 0 | 0 | 0 | 0 | 0 | 0 | 0 | 0 | 0 | 0 | 0 | 0
0 | 0 |  |  |  | 0 | [11 empty] | 0 | 0 |  | 0 |  | 0 | [5 empty] | 0 |  | 0 |  | 0 |  | 0 |  | 0 |  | 0 |  | 0 |  | 0 |  |  | 0 | 0 | 0 |  |  | 0 | 0 | 0 | 0 | 0 | 0 | 0 | 0 | 0 | 0 | 0 | 0 | 0 | 0 | 0 | 0 | 0 | 0 | 0 | 0 | 0
0 | 0 |  |  |  | 0 | [11 empty] | 0 | 0 |  | 0 |  | 0 | [5 empty] | 0 |  | 0 |  | 0 |  | 0 |  | 0 |  | 0 |  | 0 |  | 0 |  |  | 0 | 0 | 0 |  |  | 0 | 0 | 0 | 0 | 0 | 0 | 0 | 0 | 0 | 0 | 0 | 0 | 0 | 0 | 0 | 0 | 0 | 0 | 0 | 0 | 0
0 | 0 |  |  |  | 0 | [11 empty] | 0 | 0 |  | 0 |  | 0 | [5 empty] | 0 |  | 0 |  | 0 |  | 0 |  | 0 |  | 0 |  | 0 |  | 0 |  |  | 0 | 0 | 0 |  |  | 0 | 0 | 0 | 0 | 0 | 0 | 0 | 0 | 0 | 0 | 0 | 0 | 0 | 0 | 0 | 0 | 0 | 0 | 0 | 0 | 0
0 | 0 |  |  |  | 0 | [11 empty] | 0 | 0 |  | 0 |  | 0 | [5 empty] | 0 |  | 0 |  | 0 |  | 0 |  | 0 |  | 0 |  | 0 |  | 0 |  |  | 0 | 0 | 0 |  |  | 0 | 0 | 0 | 0 | 0 | 0 | 0 | 0 | 0 | 0 | 0 | 0 | 0 | 0 | 0 | 0 | 0 | 0 | 0 | 0 | 0
0 | 0 |  |  |  | 0 | [11 empty] | 0 | 0 |  | 0 |  | 0 | [5 empty] | 0 |  | 0 |  | 0 |  | 0 |  | 0 |  | 0 |  | 0 |  | 0 |  |  | 0 | 0 | 0 |  |  | 0 | 0 | 0 | 0 | 0 | 0 | 0 | 0 | 0 | 0 | 0 | 0 | 0 | 0 | 0 | 0 | 0 | 0 | 0 | 0 | 0
0 | 0 |  |  |  | 0 | [11 empty] | 0 | 0 |  | 0 |  | 0 | [5 empty] | 0 |  | 0 |  | 0 |  | 0 |  | 0 |  | 0 |  | 0 |  | 0 |  |  | 0 | 0 | 0 |  |  | 0 | 0 | 0 | 0 | 0 | 0 | 0 | 0 | 0 | 0 | 0 | 0 | 0 | 0 | 0 | 0 | 0 | 0 | 0 | 0 | 0
0 | 0 |  |  |  | 0 | [11 empty] | 0 | 0 |  | 0 |  | 0 | [5 empty] | 0 |  | 0 |  | 0 |  | 0 |  | 0 |  | 0 |  | 0 |  | 0 |  |  | 0 | 0 | 0 |  |  | 0 | 0 | 0 | 0 | 0 | 0 | 0 | 0 | 0 | 0 | 0 | 0 | 0 | 0 | 0 | 0 | 0 | 0 | 0 | 0 | 0
0 | 0 |  |  |  | 0 | [11 empty] | 0 | 0 |  | 0 |  | 0 | [5 empty] | 0 |  | 0 |  | 0 |  | 0 |  | 0 |  | 0 |  | 0 |  | 0 |  |  | 0 | 0 | 0 |  |  | 0 | 0 | 0 | 0 | 0 | 0 | 0 | 0 | 0 | 0 | 0 | 0 | 0 | 0 | 0 | 0 | 0 | 0 | 0 | 0 | 0
0 | 0 |  |  |  | 0 | [11 empty] | 0 | 0 |  | 0 |  | 0 | [5 empty] | 0 |  | 0 |  | 0 |  | 0 |  | 0 |  | 0 |  | 0 |  | 0 |  |  | 0 | 0 | 0 |  |  | 0 | 0 | 0 | 0 | 0 | 0 | 0 | 0 | 0 | 0 | 0 | 0 | 0 | 0 | 0 | 0 | 0 | 0 | 0 | 0 | 0
0 | 0 |  |  |  | 0 | [11 empty] | 0 | 0 |  | 0 |  | 0 | [5 empty] | 0 |  | 0 |  | 0 |  | 0 |  | 0 |  | 0 |  | 0 |  | 0 |  |  | 0 | 0 | 0 |  |  | 0 | 0 | 0 | 0 | 0 | 0 | 0 | 0 | 0 | 0 | 0 | 0 | 0 | 0 | 0 | 0 | 0 | 0 | 0 | 0 | 0
0 | 0 |  |  |  | 0 | [11 empty] | 0 | 0 |  | 0 |  | 0 | [5 empty] | 0 |  | 0 |  | 0 |  | 0 |  | 0 |  | 0 |  | 0 |  | 0 |  |  | 0 | 0 | 0 |  |  | 0 | 0 | 0 | 0 | 0 | 0 | 0 | 0 | 0 | 0 | 0 | 0 | 0 | 0 | 0 | 0 | 0 | 0 | 0 | 0 | 0
0 | 0 |  |  |  | 0 | [11 empty] | 0 | 0 |  | 0 |  | 0 | [5 empty] | 0 |  | 0 |  | 0 |  | 0 |  | 0 |  | 0 |  | 0 |  | 0 |  |  | 0 | 0 | 0 |  |  | 0 | 0 | 0 | 0 | 0 | 0 | 0 | 0 | 0 | 0 | 0 | 0 | 0 | 0 | 0 | 0 | 0 | 0 | 0 | 0 | 0
0 | 0 |  |  |  | 0 | [11 empty] | 0 | 0 |  | 0 |  | 0 | [5 empty] | 0 |  | 0 |  | 0 |  | 0 |  | 0 |  | 0 |  | 0 |  | 0 |  |  | 0 | 0 | 0 |  |  | 0 | 0 | 0 | 0 | 0 | 0 | 0 | 0 | 0 | 0 | 0 | 0 | 0 | 0 | 0 | 0 | 0 | 0 | 0 | 0 | 0
0 | 0 |  |  |  | 0 | [11 empty] | 0 | 0 |  | 0 |  | 0 | [5 empty] | 0 |  | 0 |  | 0 |  | 0 |  | 0 |  | 0 |  | 0 |  | 0 |  |  | 0 | 0 | 0 |  |  | 0 | 0 | 0 | 0 | 0 | 0 | 0 | 0 | 0 | 0 | 0 | 0 | 0 | 0 | 0 | 0 | 0 | 0 | 0 | 0 | 0
0 | 0 |  |  |  | 0 | [11 empty] | 0 | 0 |  | 0 |  | 0 | [5 empty] | 0 |  | 0 |  | 0 |  | 0 |  | 0 |  | 0 |  | 0 |  | 0 |  |  | 0 | 0 | 0 |  |  | 0 | 0 | 0 | 0 | 0 | 0 | 0 | 0 | 0 | 0 | 0 | 0 | 0 | 0 | 0 | 0 | 0 | 0 | 0 | 0 | 0
0 | 0 |  |  |  | 0 | [11 empty] | 0 | 0 |  | 0 |  | 0 | [5 empty] | 0 |  | 0 |  | 0 |  | 0 |  | 0 |  | 0 |  | 0 |  | 0 |  |  | 0 | 0 | 0 |  |  | 0 | 0 | 0 | 0 | 0 | 0 | 0 | 0 | 0 | 0 | 0 | 0 | 0 | 0 | 0 | 0 | 0 | 0 | 0 | 0 | 0
0 | 0 |  |  |  | 0 | [11 empty] | 0 | 0 |  | 0 |  | 0 | [5 empty] | 0 |  | 0 |  | 0 |  | 0 |  | 0 |  | 0 |  | 0 |  | 0 |  |  | 0 | 0 | 0 |  |  | 0 | 0 | 0 | 0 | 0 | 0 | 0 | 0 | 0 | 0 | 0 | 0 | 0 | 0 | 0 | 0 | 0 | 0 | 0 | 0 | 0
0 | 0 |  |  |  | 0 | [11 empty] | 0 | 0 |  | 0 |  | 0 | [5 empty] | 0 |  | 0 |  | 0 |  | 0 |  | 0 |  | 0 |  | 0 |  | 0 |  |  | 0 | 0 | 0 |  |  | 0 | 0 | 0 | 0 | 0 | 0 | 0 | 0 | 0 | 0 | 0 | 0 | 0 | 0 | 0 | 0 | 0 | 0 | 0 | 0 | 0
0 | 0 |  |  |  | 0 | [11 empty] | 0 | 0 |  | 0 |  | 0 | [5 empty] | 0 |  | 0 |  | 0 |  | 0 |  | 0 |  | 0 |  | 0 |  | 0 |  |  | 0 | 0 | 0 |  |  | 0 | 0 | 0 | 0 | 0 | 0 | 0 | 0 | 0 | 0 | 0 | 0 | 0 | 0 | 0 | 0 | 0 | 0 | 0 | 0 | 0
0 | 0 |  |  |  | 0 | [11 empty] | 0 | 0 |  | 0 |  | 0 | [5 empty] | 0 |  | 0 |  | 0 |  | 0 |  | 0 |  | 0 |  | 0 |  | 0 |  |  | 0 | 0 | 0 |  |  | 0 | 0 | 0 | 0 | 0 | 0 | 0 | 0 | 0 | 0 | 0 | 0 | 0 | 0 | 0 | 0 | 0 | 0 | 0 | 0 | 0
0 | 0 |  |  |  | 0 | [11 empty] | 0 | 0 |  | 0 |  | 0 | [5 empty] | 0 |  | 0 |  | 0 |  | 0 |  | 0 |  | 0 |  | 0 |  | 0 |  |  | 0 | 0 | 0 |  |  | 0 | 0 | 0 | 0 | 0 | 0 | 0 | 0 | 0 | 0 | 0 | 0 | 0 | 0 | 0 | 0 | 0 | 0 | 0 | 0 | 0
0 | 0 |  |  |  | 0 | [11 empty] | 0 | 0 |  | 0 |  | 0 | [5 empty] | 0 |  | 0 |  | 0 |  | 0 |  | 0 |  | 0 |  | 0 |  | 0 |  |  | 0 | 0 | 0 |  |  | 0 | 0 | 0 | 0 | 0 | 0 | 0 | 0 | 0 | 0 | 0 | 0 | 0 | 0 | 0 | 0 | 0 | 0 | 0 | 0 | 0
0 | 0 |  |  |  | 0 | [11 empty] | 0 | 0 |  | 0 |  | 0 | [5 empty] | 0 |  | 0 |  | 0 |  | 0 |  | 0 |  | 0 |  | 0 |  | 0 |  |  | 0 | 0 | 0 |  |  | 0 | 0 | 0 | 0 | 0 | 0 | 0 | 0 | 0 | 0 | 0 | 0 | 0 | 0 | 0 | 0 | 0 | 0 | 0 | 0 | 0
0 | 0 |  |  |  | 0 | [11 empty] | 0 | 0 |  | 0 |  | 0 | [5 empty] | 0 |  | 0 |  | 0 |  | 0 |  | 0 |  | 0 |  | 0 |  | 0 |  |  | 0 | 0 | 0 |  |  | 0 | 0 | 0 | 0 | 0 | 0 | 0 | 0 | 0 | 0 | 0 | 0 | 0 | 0 | 0 | 0 | 0 | 0 | 0 | 0 | 0
0 | 0 |  |  |  | 0 | [11 empty] | 0 | 0 |  | 0 |  | 0 | [5 empty] | 0 |  | 0 |  | 0 |  | 0 |  | 0 |  | 0 |  | 0 |  | 0 |  |  | 0 | 0 | 0 |  |  | 0 | 0 | 0 | 0 | 0 | 0 | 0 | 0 | 0 | 0 | 0 | 0 | 0 | 0 | 0 | 0 | 0 | 0 | 0 | 0 | 0
0 | 0 |  |  |  | 0 | [11 empty] | 0 | 0 |  | 0 |  | 0 | [5 empty] | 0 |  | 0 |  | 0 |  | 0 |  | 0 |  | 0 |  | 0 |  | 0 |  |  | 0 | 0 | 0 |  |  | 0 | 0 | 0 | 0 | 0 | 0 | 0 | 0 | 0 | 0 | 0 | 0 | 0 | 0 | 0 | 0 | 0 | 0 | 0 | 0 | 0
0 | 0 |  |  |  | 0 | [11 empty] | 0 | 0 |  | 0 |  | 0 | [5 empty] | 0 |  | 0 |  | 0 |  | 0 |  | 0 |  | 0 |  | 0 |  | 0 |  |  | 0 | 0 | 0 |  |  | 0 | 0 | 0 | 0 | 0 | 0 | 0 | 0 | 0 | 0 | 0 | 0 | 0 | 0 | 0 | 0 | 0 | 0 | 0 | 0 | 0
0 | 0 |  |  |  | 0 | [11 empty] | 0 | 0 |  | 0 |  | 0 | [5 empty] | 0 |  | 0 |  | 0 |  | 0 |  | 0 |  | 0 |  | 0 |  | 0 |  |  | 0 | 0 | 0 |  |  | 0 | 0 | 0 | 0 | 0 | 0 | 0 | 0 | 0 | 0 | 0 | 0 | 0 | 0 | 0 | 0 | 0 | 0 | 0 | 0 | 0
0 | 0 |  |  |  | 0 | [11 empty] | 0 | 0 |  | 0 |  | 0 | [5 empty] | 0 |  | 0 |  | 0 |  | 0 |  | 0 |  | 0 |  | 0 |  | 0 |  |  | 0 | 0 | 0 |  |  | 0 | 0 | 0 | 0 | 0 | 0 | 0 | 0 | 0 | 0 | 0 | 0 | 0 | 0 | 0 | 0 | 0 | 0 | 0 | 0 | 0
0 | 0 |  |  |  | 0 | [11 empty] | 0 | 0 |  | 0 |  | 0 | [5 empty] | 0 |  | 0 |  | 0 |  | 0 |  | 0 |  | 0 |  | 0 |  | 0 |  |  | 0 | 0 | 0 |  |  | 0 | 0 | 0 | 0 | 0 | 0 | 0 | 0 | 0 | 0 | 0 | 0 | 0 | 0 | 0 | 0 | 0 | 0 | 0 | 0 | 0
0 | 0 |  |  |  | 0 | [11 empty] | 0 | 0 |  | 0 |  | 0 | [5 empty] | 0 |  | 0 |  | 0 |  | 0 |  | 0 |  | 0 |  | 0 |  | 0 |  |  | 0 | 0 | 0 |  |  | 0 | 0 | 0 | 0 | 0 | 0 | 0 | 0 | 0 | 0 | 0 | 0 | 0 | 0 | 0 | 0 | 0 | 0 | 0 | 0 | 0
0 | 0 |  |  |  | 0 | [11 empty] | 0 | 0 |  | 0 |  | 0 | [5 empty] | 0 |  | 0 |  | 0 |  | 0 |  | 0 |  | 0 |  | 0 |  | 0 |  |  | 0 | 0 | 0 |  |  | 0 | 0 | 0 | 0 | 0 | 0 | 0 | 0 | 0 | 0 | 0 | 0 | 0 | 0 | 0 | 0 | 0 | 0 | 0 | 0 | 0
0 | 0 |  |  |  | 0 | [11 empty] | 0 | 0 |  | 0 |  | 0 | [5 empty] | 0 |  | 0 |  | 0 |  | 0 |  | 0 |  | 0 |  | 0 |  | 0 |  |  | 0 | 0 | 0 |  |  | 0 | 0 | 0 | 0 | 0 | 0 | 0 | 0 | 0 | 0 | 0 | 0 | 0 | 0 | 0 | 0 | 0 | 0 | 0 | 0 | 0
0 | 0 |  |  |  | 0 | [11 empty] | 0 | 0 |  | 0 |  | 0 | [5 empty] | 0 |  | 0 |  | 0 |  | 0 |  | 0 |  | 0 |  | 0 |  | 0 |  |  | 0 | 0 | 0 |  |  | 0 | 0 | 0 | 0 | 0 | 0 | 0 | 0 | 0 | 0 | 0 | 0 | 0 | 0 | 0 | 0 | 0 | 0 | 0 | 0 | 0
0 | 0 |  |  |  | 0 | [11 empty] | 0 | 0 |  | 0 |  | 0 | [5 empty] | 0 |  | 0 |  | 0 |  | 0 |  | 0 |  | 0 |  | 0 |  | 0 |  |  | 0 | 0 | 0 |  |  | 0 | 0 | 0 | 0 | 0 | 0 | 0 | 0 | 0 | 0 | 0 | 0 | 0 | 0 | 0 | 0 | 0 | 0 | 0 | 0 | 0
0 | 0 |  |  |  | 0 | [11 empty] | 0 | 0 |  | 0 |  | 0 | [5 empty] | 0 |  | 0 |  | 0 |  | 0 |  | 0 |  | 0 |  | 0 |  | 0 |  |  | 0 | 0 | 0 |  |  | 0 | 0 | 0 | 0 | 0 | 0 | 0 | 0 | 0 | 0 | 0 | 0 | 0 | 0 | 0 | 0 | 0 | 0 | 0 | 0 | 0
0 | 0 |  |  |  | 0 | [11 empty] | 0 | 0 |  | 0 |  | 0 | [5 empty] | 0 |  | 0 |  | 0 |  | 0 |  | 0 |  | 0 |  | 0 |  | 0 |  |  | 0 | 0 | 0 |  |  | 0 | 0 | 0 | 0 | 0 | 0 | 0 | 0 | 0 | 0 | 0 | 0 | 0 | 0 | 0 | 0 | 0 | 0 | 0 | 0 | 0
0 | 0 |  |  |  | 0 | [11 empty] | 0 | 0 |  | 0 |  | 0 | [5 empty] | 0 |  | 0 |  | 0 |  | 0 |  | 0 |  | 0 |  | 0 |  | 0 |  |  | 0 | 0 | 0 |  |  | 0 | 0 | 0 | 0 | 0 | 0 | 0 | 0 | 0 | 0 | 0 | 0 | 0 | 0 | 0 | 0 | 0 | 0 | 0 | 0 | 0
0 | 0 |  |  |  | 0 | [11 empty] | 0 | 0 |  | 0 |  | 0 | [5 empty] | 0 |  | 0 |  | 0 |  | 0 |  | 0 |  | 0 |  | 0 |  | 0 |  |  | 0 | 0 | 0 |  |  | 0 | 0 | 0 | 0 | 0 | 0 | 0 | 0 | 0 | 0 | 0 | 0 | 0 | 0 | 0 | 0 | 0 | 0 | 0 | 0 | 0
0 | 0 |  |  |  | 0 | [11 empty] | 0 | 0 |  | 0 |  | 0 | [5 empty] | 0 |  | 0 |  | 0 |  | 0 |  | 0 |  | 0 |  | 0 |  | 0 |  |  | 0 | 0 | 0 |  |  | 0 | 0 | 0 | 0 | 0 | 0 | 0 | 0 | 0 | 0 | 0 | 0 | 0 | 0 | 0 | 0 | 0 | 0 | 0 | 0 | 0
0 | 0 |  |  |  | 0 | [11 empty] | 0 | 0 |  | 0 |  | 0 | [5 empty] | 0 |  | 0 |  | 0 |  | 0 |  | 0 |  | 0 |  | 0 |  | 0 |  |  | 0 | 0 | 0 |  |  | 0 | 0 | 0 | 0 | 0 | 0 | 0 | 0 | 0 | 0 | 0 | 0 | 0 | 0 | 0 | 0 | 0 | 0 | 0 | 0 | 0
0 | 0 |  |  |  | 0 | [11 empty] | 0 | 0 |  | 0 |  | 0 | [5 empty] | 0 |  | 0 |  | 0 |  | 0 |  | 0 |  | 0 |  | 0 |  | 0 |  |  | 0 | 0 | 0 |  |  | 0 | 0 | 0 | 0 | 0 | 0 | 0 | 0 | 0 | 0 | 0 | 0 | 0 | 0 | 0 | 0 | 0 | 0 | 0 | 0 | 0
0 | 0 |  |  |  | 0 | [11 empty] | 0 | 0 |  | 0 |  | 0 | [5 empty] | 0 |  | 0 |  | 0 |  | 0 |  | 0 |  | 0 |  | 0 |  | 0 |  |  | 0 | 0 | 0 |  |  | 0 | 0 | 0 | 0 | 0 | 0 | 0 | 0 | 0 | 0 | 0 | 0 | 0 | 0 | 0 | 0 | 0 | 0 | 0 | 0 | 0
0 | 0 |  |  |  | 0 | [11 empty] | 0 | 0 |  | 0 |  | 0 | [5 empty] | 0 |  | 0 |  | 0 |  | 0 |  | 0 |  | 0 |  | 0 |  | 0 |  |  | 0 | 0 | 0 |  |  | 0 | 0 | 0 | 0 | 0 | 0 | 0 | 0 | 0 | 0 | 0 | 0 | 0 | 0 | 0 | 0 | 0 | 0 | 0 | 0 | 0
0 | 0 |  |  |  | 0 | [11 empty] | 0 | 0 |  | 0 |  | 0 | [5 empty] | 0 |  | 0 |  | 0 |  | 0 |  | 0 |  | 0 |  | 0 |  | 0 |  |  | 0 | 0 | 0 |  |  | 0 | 0 | 0 | 0 | 0 | 0 | 0 | 0 | 0 | 0 | 0 | 0 | 0 | 0 | 0 | 0 | 0 | 0 | 0 | 0 | 0
0 | 0 |  |  |  | 0 | [11 empty] | 0 | 0 |  | 0 |  | 0 | [5 empty] | 0 |  | 0 |  | 0 |  | 0 |  | 0 |  | 0 |  | 0 |  | 0 |  |  | 0 | 0 | 0 |  |  | 0 | 0 | 0 | 0 | 0 | 0 | 0 | 0 | 0 | 0 | 0 | 0 | 0 | 0 | 0 | 0 | 0 | 0 | 0 | 0 | 0
0 | 0 |  |  |  | 0 | [11 empty] | 0 | 0 |  | 0 |  | 0 | [5 empty] | 0 |  | 0 |  | 0 |  | 0 |  | 0 |  | 0 |  | 0 |  | 0 |  |  | 0 | 0 | 0 |  |  | 0 | 0 | 0 | 0 | 0 | 0 | 0 | 0 | 0 | 0 | 0 | 0 | 0 | 0 | 0 | 0 | 0 | 0 | 0 | 0 | 0
0 | 0 |  |  |  | 0 | [11 empty] | 0 | 0 |  | 0 |  | 0 | [5 empty] | 0 |  | 0 |  | 0 |  | 0 |  | 0 |  | 0 |  | 0 |  | 0 |  |  | 0 | 0 | 0 |  |  | 0 | 0 | 0 | 0 | 0 | 0 | 0 | 0 | 0 | 0 | 0 | 0 | 0 | 0 | 0 | 0 | 0 | 0 | 0 | 0 | 0
0 | 0 |  |  |  | 0 | [11 empty] | 0 | 0 |  | 0 |  | 0 | [5 empty] | 0 |  | 0 |  | 0 |  | 0 |  | 0 |  | 0 |  | 0 |  | 0 |  |  | 0 | 0 | 0 |  |  | 0 | 0 | 0 | 0 | 0 | 0 | 0 | 0 | 0 | 0 | 0 | 0 | 0 | 0 | 0 | 0 | 0 | 0 | 0 | 0 | 0
0 | 0 |  |  |  | 0 | [11 empty] | 0 | 0 |  | 0 |  | 0 | [5 empty] | 0 |  | 0 |  | 0 |  | 0 |  | 0 |  | 0 |  | 0 |  | 0 |  |  | 0 | 0 | 0 |  |  | 0 | 0 | 0 | 0 | 0 | 0 | 0 | 0 | 0 | 0 | 0 | 0 | 0 | 0 | 0 | 0 | 0 | 0 | 0 | 0 | 0
0 | 0 |  |  |  | 0 | [11 empty] | 0 | 0 |  | 0 |  | 0 | [5 empty] | 0 |  | 0 |  | 0 |  | 0 |  | 0 |  | 0 |  | 0 |  | 0 |  |  | 0 | 0 | 0 |  |  | 0 | 0 | 0 | 0 | 0 | 0 | 0 | 0 | 0 | 0 | 0 | 0 | 0 | 0 | 0 | 0 | 0 | 0 | 0 | 0 | 0
0 | 0 |  |  |  | 0 | [11 empty] | 0 | 0 |  | 0 |  | 0 | [5 empty] | 0 |  | 0 |  | 0 |  | 0 |  | 0 |  | 0 |  | 0 |  | 0 |  |  | 0 | 0 | 0 |  |  | 0 | 0 | 0 | 0 | 0 | 0 | 0 | 0 | 0 | 0 | 0 | 0 | 0 | 0 | 0 | 0 | 0 | 0 | 0 | 0 | 0
0 | 0 |  |  |  | 0 | [11 empty] | 0 | 0 |  | 0 |  | 0 | [5 empty] | 0 |  | 0 |  | 0 |  | 0 |  | 0 |  | 0 |  | 0 |  | 0 |  |  | 0 | 0 | 0 |  |  | 0 | 0 | 0 | 0 | 0 | 0 | 0 | 0 | 0 | 0 | 0 | 0 | 0 | 0 | 0 | 0 | 0 | 0 | 0 | 0 | 0
0 | 0 |  |  |  | 0 | [11 empty] | 0 | 0 |  | 0 |  | 0 | [5 empty] | 0 |  | 0 |  | 0 |  | 0 |  | 0 |  | 0 |  | 0 |  | 0 |  |  | 0 | 0 | 0 |  |  | 0 | 0 | 0 | 0 | 0 | 0 | 0 | 0 | 0 | 0 | 0 | 0 | 0 | 0 | 0 | 0 | 0 | 0 | 0 | 0 | 0
0 | 0 |  |  |  | 0 | [11 empty] | 0 | 0 |  | 0 |  | 0 | [5 empty] | 0 |  | 0 |  | 0 |  | 0 |  | 0 |  | 0 |  | 0 |  | 0 |  |  | 0 | 0 | 0 |  |  | 0 | 0 | 0 | 0 | 0 | 0 | 0 | 0 | 0 | 0 | 0 | 0 | 0 | 0 | 0 | 0 | 0 | 0 | 0 | 0 | 0
0 | 0 |  |  |  | 0 | [11 empty] | 0 | 0 |  | 0 |  | 0 | [5 empty] | 0 |  | 0 |  | 0 |  | 0 |  | 0 |  | 0 |  | 0 |  | 0 |  |  | 0 | 0 | 0 |  |  | 0 | 0 | 0 | 0 | 0 | 0 | 0 | 0 | 0 | 0 | 0 | 0 | 0 | 0 | 0 | 0 | 0 | 0 | 0 | 0 | 0
0 | 0 |  |  |  | 0 | [11 empty] | 0 | 0 |  | 0 |  | 0 | [5 empty] | 0 |  | 0 |  | 0 |  | 0 |  | 0 |  | 0 |  | 0 |  | 0 |  |  | 0 | 0 | 0 |  |  | 0 | 0 | 0 | 0 | 0 | 0 | 0 | 0 | 0 | 0 | 0 | 0 | 0 | 0 | 0 | 0 | 0 | 0 | 0 | 0 | 0
0 | 0 |  |  |  | 0 | [11 empty] | 0 | 0 |  | 0 |  | 0 | [5 empty] | 0 |  | 0 |  | 0 |  | 0 |  | 0 |  | 0 |  | 0 |  | 0 |  |  | 0 | 0 | 0 |  |  | 0 | 0 | 0 | 0 | 0 | 0 | 0 | 0 | 0 | 0 | 0 | 0 | 0 | 0 | 0 | 0 | 0 | 0 | 0 | 0 | 0
0 | 0 |  |  |  | 0 | [11 empty] | 0 | 0 |  | 0 |  | 0 | [5 empty] | 0 |  | 0 |  | 0 |  | 0 |  | 0 |  | 0 |  | 0 |  | 0 |  |  | 0 | 0 | 0 |  |  | 0 | 0 | 0 | 0 | 0 | 0 | 0 | 0 | 0 | 0 | 0 | 0 | 0 | 0 | 0 | 0 | 0 | 0 | 0 | 0 | 0
0 | 0 |  |  |  | 0 | [11 empty] | 0 | 0 |  | 0 |  | 0 | [5 empty] | 0 |  | 0 |  | 0 |  | 0 |  | 0 |  | 0 |  | 0 |  | 0 |  |  | 0 | 0 | 0 |  |  | 0 | 0 | 0 | 0 | 0 | 0 | 0 | 0 | 0 | 0 | 0 | 0 | 0 | 0 | 0 | 0 | 0 | 0 | 0 | 0 | 0
0 | 0 |  |  |  | 0 | [11 empty] | 0 | 0 |  | 0 |  | 0 | [5 empty] | 0 |  | 0 |  | 0 |  | 0 |  | 0 |  | 0 |  | 0 |  | 0 |  |  | 0 | 0 | 0 |  |  | 0 | 0 | 0 | 0 | 0 | 0 | 0 | 0 | 0 | 0 | 0 | 0 | 0 | 0 | 0 | 0 | 0 | 0 | 0 | 0 | 0
0 | 0 |  |  |  | 0 | [11 empty] | 0 | 0 |  | 0 |  | 0 | [5 empty] | 0 |  | 0 |  | 0 |  | 0 |  | 0 |  | 0 |  | 0 |  | 0 |  |  | 0 | 0 | 0 |  |  | 0 | 0 | 0 | 0 | 0 | 0 | 0 | 0 | 0 | 0 | 0 | 0 | 0 | 0 | 0 | 0 | 0 | 0 | 0 | 0 | 0
0 | 0 |  |  |  | 0 | [11 empty] | 0 | 0 |  | 0 |  | 0 | [5 empty] | 0 |  | 0 |  | 0 |  | 0 |  | 0 |  | 0 |  | 0 |  | 0 |  |  | 0 | 0 | 0 |  |  | 0 | 0 | 0 | 0 | 0 | 0 | 0 | 0 | 0 | 0 | 0 | 0 | 0 | 0 | 0 | 0 | 0 | 0 | 0 | 0 | 0
0 | 0 |  |  |  | 0 | [11 empty] | 0 | 0 |  | 0 |  | 0 | [5 empty] | 0 |  | 0 |  | 0 |  | 0 |  | 0 |  | 0 |  | 0 |  | 0 |  |  | 0 | 0 | 0 |  |  | 0 | 0 | 0 | 0 | 0 | 0 | 0 | 0 | 0 | 0 | 0 | 0 | 0 | 0 | 0 | 0 | 0 | 0 | 0 | 0 | 0
0 | 0 |  |  |  | 0 | [11 empty] | 0 | 0 |  | 0 |  | 0 | [5 empty] | 0 |  | 0 |  | 0 |  | 0 |  | 0 |  | 0 |  | 0 |  | 0 |  |  | 0 | 0 | 0 |  |  | 0 | 0 | 0 | 0 | 0 | 0 | 0 | 0 | 0 | 0 | 0 | 0 | 0 | 0 | 0 | 0 | 0 | 0 | 0 | 0 | 0
0 | 0 |  |  |  | 0 | [11 empty] | 0 | 0 |  | 0 |  | 0 | [5 empty] | 0 |  | 0 |  | 0 |  | 0 |  | 0 |  | 0 |  | 0 |  | 0 |  |  | 0 | 0 | 0 |  |  | 0 | 0 | 0 | 0 | 0 | 0 | 0 | 0 | 0 | 0 | 0 | 0 | 0 | 0 | 0 | 0 | 0 | 0 | 0 | 0 | 0
0 | 0 |  |  |  | 0 | [11 empty] | 0 | 0 |  | 0 |  | 0 | [5 empty] | 0 |  | 0 |  | 0 |  | 0 |  | 0 |  | 0 |  | 0 |  | 0 |  |  | 0 | 0 | 0 |  |  | 0 | 0 | 0 | 0 | 0 | 0 | 0 | 0 | 0 | 0 | 0 | 0 | 0 | 0 | 0 | 0 | 0 | 0 | 0 | 0 | 0
0 | 0 |  |  |  | 0 | [11 empty] | 0 | 0 |  | 0 |  | 0 | [5 empty] | 0 |  | 0 |  | 0 |  | 0 |  | 0 |  | 0 |  | 0 |  | 0 |  |  | 0 | 0 | 0 |  |  | 0 | 0 | 0 | 0 | 0 | 0 | 0 | 0 | 0 | 0 | 0 | 0 | 0 | 0 | 0 | 0 | 0 | 0 | 0 | 0 | 0
0 | 0 |  |  |  | 0 | [11 empty] | 0 | 0 |  | 0 |  | 0 | [5 empty] | 0 |  | 0 |  | 0 |  | 0 |  | 0 |  | 0 |  | 0 |  | 0 |  |  | 0 | 0 | 0 |  |  | 0 | 0 | 0 | 0 | 0 | 0 | 0 | 0 | 0 | 0 | 0 | 0 | 0 | 0 | 0 | 0 | 0 | 0 | 0 | 0 | 0
0 | 0 |  |  |  | 0 | [11 empty] | 0 | 0 |  | 0 |  | 0 | [5 empty] | 0 |  | 0 |  | 0 |  | 0 |  | 0 |  | 0 |  | 0 |  | 0 |  |  | 0 | 0 | 0 |  |  | 0 | 0 | 0 | 0 | 0 | 0 | 0 | 0 | 0 | 0 | 0 | 0 | 0 | 0 | 0 | 0 | 0 | 0 | 0 | 0 | 0
0 | 0 |  |  |  | 0 | [11 empty] | 0 | 0 |  | 0 |  | 0 | [5 empty] | 0 |  | 0 |  | 0 |  | 0 |  | 0 |  | 0 |  | 0 |  | 0 |  |  | 0 | 0 | 0 |  |  | 0 | 0 | 0 | 0 | 0 | 0 | 0 | 0 | 0 | 0 | 0 | 0 | 0 | 0 | 0 | 0 | 0 | 0 | 0 | 0 | 0
0 | 0 |  |  |  | 0 | [11 empty] | 0 | 0 |  | 0 |  | 0 | [5 empty] | 0 |  | 0 |  | 0 |  | 0 |  | 0 |  | 0 |  | 0 |  | 0 |  |  | 0 | 0 | 0 |  |  | 0 | 0 | 0 | 0 | 0 | 0 | 0 | 0 | 0 | 0 | 0 | 0 | 0 | 0 | 0 | 0 | 0 | 0 | 0 | 0 | 0
0 | 0 |  |  |  | 0 | [11 empty] | 0 | 0 |  | 0 |  | 0 | [5 empty] | 0 |  | 0 |  | 0 |  | 0 |  | 0 |  | 0 |  | 0 |  | 0 |  |  | 0 | 0 | 0 |  |  | 0 | 0 | 0 | 0 | 0 | 0 | 0 | 0 | 0 | 0 | 0 | 0 | 0 | 0 | 0 | 0 | 0 | 0 | 0 | 0 | 0
0 | 0 |  |  |  | 0 | [11 empty] | 0 | 0 |  | 0 |  | 0 | [5 empty] | 0 |  | 0 |  | 0 |  | 0 |  | 0 |  | 0 |  | 0 |  | 0 |  |  | 0 | 0 | 0 |  |  | 0 | 0 | 0 | 0 | 0 | 0 | 0 | 0 | 0 | 0 | 0 | 0 | 0 | 0 | 0 | 0 | 0 | 0 | 0 | 0 | 0
0 | 0 |  |  |  | 0 | [11 empty] | 0 | 0 |  | 0 |  | 0 | [5 empty] | 0 |  | 0 |  | 0 |  | 0 |  | 0 |  | 0 |  | 0 |  | 0 |  |  | 0 | 0 | 0 |  |  | 0 | 0 | 0 | 0 | 0 | 0 | 0 | 0 | 0 | 0 | 0 | 0 | 0 | 0 | 0 | 0 | 0 | 0 | 0 | 0 | 0
0 | 0 |  |  |  | 0 | [11 empty] | 0 | 0 |  | 0 |  | 0 | [5 empty] | 0 |  | 0 |  | 0 |  | 0 |  | 0 |  | 0 |  | 0 |  | 0 |  |  | 0 | 0 | 0 |  |  | 0 | 0 | 0 | 0 | 0 | 0 | 0 | 0 | 0 | 0 | 0 | 0 | 0 | 0 | 0 | 0 | 0 | 0 | 0 | 0 | 0
0 | 0 |  |  |  | 0 | [11 empty] | 0 | 0 |  | 0 |  | 0 | [5 empty] | 0 |  | 0 |  | 0 |  | 0 |  | 0 |  | 0 |  | 0 |  | 0 |  |  | 0 | 0 | 0 |  |  | 0 | 0 | 0 | 0 | 0 | 0 | 0 | 0 | 0 | 0 | 0 | 0 | 0 | 0 | 0 | 0 | 0 | 0 | 0 | 0 | 0
0 | 0 |  |  |  | 0 | [11 empty] | 0 | 0 |  | 0 |  | 0 | [5 empty] | 0 |  | 0 |  | 0 |  | 0 |  | 0 |  | 0 |  | 0 |  | 0 |  |  | 0 | 0 | 0 |  |  | 0 | 0 | 0 | 0 | 0 | 0 | 0 | 0 | 0 | 0 | 0 | 0 | 0 | 0 | 0 | 0 | 0 | 0 | 0 | 0 | 0
0 | 0 |  |  |  | 0 | [11 empty] | 0 | 0 |  | 0 |  | 0 | [5 empty] | 0 |  | 0 |  | 0 |  | 0 |  | 0 |  | 0 |  | 0 |  | 0 |  |  | 0 | 0 | 0 |  |  | 0 | 0 | 0 | 0 | 0 | 0 | 0 | 0 | 0 | 0 | 0 | 0 | 0 | 0 | 0 | 0 | 0 | 0 | 0 | 0 | 0
0 | 0 |  |  |  | 0 | [11 empty] | 0 | 0 |  | 0 |  | 0 | [5 empty] | 0 |  | 0 |  | 0 |  | 0 |  | 0 |  | 0 |  | 0 |  | 0 |  |  | 0 | 0 | 0 |  |  | 0 | 0 | 0 | 0 | 0 | 0 | 0 | 0 | 0 | 0 | 0 | 0 | 0 | 0 | 0 | 0 | 0 | 0 | 0 | 0 | 0
0 | 0 |  |  |  | 0 | [11 empty] | 0 | 0 |  | 0 |  | 0 | [5 empty] | 0 |  | 0 |  | 0 |  | 0 |  | 0 |  | 0 |  | 0 |  | 0 |  |  | 0 | 0 | 0 |  |  | 0 | 0 | 0 | 0 | 0 | 0 | 0 | 0 | 0 | 0 | 0 | 0 | 0 | 0 | 0 | 0 | 0 | 0 | 0 | 0 | 0
0 | 0 |  |  |  | 0 | [11 empty] | 0 | 0 |  | 0 |  | 0 | [5 empty] | 0 |  | 0 |  | 0 |  | 0 |  | 0 |  | 0 |  | 0 |  | 0 |  |  | 0 | 0 | 0 |  |  | 0 | 0 | 0 | 0 | 0 | 0 | 0 | 0 | 0 | 0 | 0 | 0 | 0 | 0 | 0 | 0 | 0 | 0 | 0 | 0 | 0
0 | 0 |  |  |  | 0 | [11 empty] | 0 | 0 |  | 0 |  | 0 | [5 empty] | 0 |  | 0 |  | 0 |  | 0 |  | 0 |  | 0 |  | 0 |  | 0 |  |  | 0 | 0 | 0 |  |  | 0 | 0 | 0 | 0 | 0 | 0 | 0 | 0 | 0 | 0 | 0 | 0 | 0 | 0 | 0 | 0 | 0 | 0 | 0 | 0 | 0
0 | 0 |  |  |  | 0 | [11 empty] | 0 | 0 |  | 0 |  | 0 | [5 empty] | 0 |  | 0 |  | 0 |  | 0 |  | 0 |  | 0 |  | 0 |  | 0 |  |  | 0 | 0 | 0 |  |  | 0 | 0 | 0 | 0 | 0 | 0 | 0 | 0 | 0 | 0 | 0 | 0 | 0 | 0 | 0 | 0 | 0 | 0 | 0 | 0 | 0
0 | 0 |  |  |  | 0 | [11 empty] | 0 | 0 |  | 0 |  | 0 | [5 empty] | 0 |  | 0 |  | 0 |  | 0 |  | 0 |  | 0 |  | 0 |  | 0 |  |  | 0 | 0 | 0 |  |  | 0 | 0 | 0 | 0 | 0 | 0 | 0 | 0 | 0 | 0 | 0 | 0 | 0 | 0 | 0 | 0 | 0 | 0 | 0 | 0 | 0
0 | 0 |  |  |  | 0 | [11 empty] | 0 | 0 |  | 0 |  | 0 | [5 empty] | 0 |  | 0 |  | 0 |  | 0 |  | 0 |  | 0 |  | 0 |  | 0 |  |  | 0 | 0 | 0 |  |  | 0 | 0 | 0 | 0 | 0 | 0 | 0 | 0 | 0 | 0 | 0 | 0 | 0 | 0 | 0 | 0 | 0 | 0 | 0 | 0 | 0
0 | 0 |  |  |  | 0 | [11 empty] | 0 | 0 |  | 0 |  | 0 | [5 empty] | 0 |  | 0 |  | 0 |  | 0 |  | 0 |  | 0 |  | 0 |  | 0 |  |  | 0 | 0 | 0 |  |  | 0 | 0 | 0 | 0 | 0 | 0 | 0 | 0 | 0 | 0 | 0 | 0 | 0 | 0 | 0 | 0 | 0 | 0 | 0 | 0 | 0
0 | 0 |  |  |  | 0 | [11 empty] | 0 | 0 |  | 0 |  | 0 | [5 empty] | 0 |  | 0 |  | 0 |  | 0 |  | 0 |  | 0 |  | 0 |  | 0 |  |  | 0 | 0 | 0 |  |  | 0 | 0 | 0 | 0 | 0 | 0 | 0 | 0 | 0 | 0 | 0 | 0 | 0 | 0 | 0 | 0 | 0 | 0 | 0 | 0 | 0
0 | 0 |  |  |  | 0 | [11 empty] | 0 | 0 |  | 0 |  | 0 | [5 empty] | 0 |  | 0 |  | 0 |  | 0 |  | 0 |  | 0 |  | 0 |  | 0 |  |  | 0 | 0 | 0 |  |  | 0 | 0 | 0 | 0 | 0 | 0 | 0 | 0 | 0 | 0 | 0 | 0 | 0 | 0 | 0 | 0 | 0 | 0 | 0 | 0 | 0
0 | 0 |  |  |  | 0 | [11 empty] | 0 | 0 |  | 0 |  | 0 | [5 empty] | 0 |  | 0 |  | 0 |  | 0 |  | 0 |  | 0 |  | 0 |  | 0 |  |  | 0 | 0 | 0 |  |  | 0 | 0 | 0 | 0 | 0 | 0 | 0 | 0 | 0 | 0 | 0 | 0 | 0 | 0 | 0 | 0 | 0 | 0 | 0 | 0 | 0
0 | 0 |  |  |  | 0 | [11 empty] | 0 | 0 |  | 0 |  | 0 | [5 empty] | 0 |  | 0 |  | 0 |  | 0 |  | 0 |  | 0 |  | 0 |  | 0 |  |  | 0 | 0 | 0 |  |  | 0 | 0 | 0 | 0 | 0 | 0 | 0 | 0 | 0 | 0 | 0 | 0 | 0 | 0 | 0 | 0 | 0 | 0 | 0 | 0 | 0
0 | 0 |  |  |  | 0 | [11 empty] | 0 | 0 |  | 0 |  | 0 | [5 empty] | 0 |  | 0 |  | 0 |  | 0 |  | 0 |  | 0 |  | 0 |  | 0 |  |  | 0 | 0 | 0 |  |  | 0 | 0 | 0 | 0 | 0 | 0 | 0 | 0 | 0 | 0 | 0 | 0 | 0 | 0 | 0 | 0 | 0 | 0 | 0 | 0 | 0
0 | 0 |  |  |  | 0 | [11 empty] | 0 | 0 |  | 0 |  | 0 | [5 empty] | 0 |  | 0 |  | 0 |  | 0 |  | 0 |  | 0 |  | 0 |  | 0 |  |  | 0 | 0 | 0 |  |  | 0 | 0 | 0 | 0 | 0 | 0 | 0 | 0 | 0 | 0 | 0 | 0 | 0 | 0 | 0 | 0 | 0 | 0 | 0 | 0 | 0
0 | 0 |  |  |  | 0 | [11 empty] | 0 | 0 |  | 0 |  | 0 | [5 empty] | 0 |  | 0 |  | 0 |  | 0 |  | 0 |  | 0 |  | 0 |  | 0 |  |  | 0 | 0 | 0 |  |  | 0 | 0 | 0 | 0 | 0 | 0 | 0 | 0 | 0 | 0 | 0 | 0 | 0 | 0 | 0 | 0 | 0 | 0 | 0 | 0 | 0
0 | 0 |  |  |  | 0 | [11 empty] | 0 | 0 |  | 0 |  | 0 | [5 empty] | 0 |  | 0 |  | 0 |  | 0 |  | 0 |  | 0 |  | 0 |  | 0 |  |  | 0 | 0 | 0 |  |  | 0 | 0 | 0 | 0 | 0 | 0 | 0 | 0 | 0 | 0 | 0 | 0 | 0 | 0 | 0 | 0 | 0 | 0 | 0 | 0 | 0
0 | 0 |  |  |  | 0 | [11 empty] | 0 | 0 |  | 0 |  | 0 | [5 empty] | 0 |  | 0 |  | 0 |  | 0 |  | 0 |  | 0 |  | 0 |  | 0 |  |  | 0 | 0 | 0 |  |  | 0 | 0 | 0 | 0 | 0 | 0 | 0 | 0 | 0 | 0 | 0 | 0 | 0 | 0 | 0 | 0 | 0 | 0 | 0 | 0 | 0
0 | 0 |  |  |  | 0 | [11 empty] | 0 | 0 |  | 0 |  | 0 | [5 empty] | 0 |  | 0 |  | 0 |  | 0 |  | 0 |  | 0 |  | 0 |  | 0 |  |  | 0 | 0 | 0 |  |  | 0 | 0 | 0 | 0 | 0 | 0 | 0 | 0 | 0 | 0 | 0 | 0 | 0 | 0 | 0 | 0 | 0 | 0 | 0 | 0 | 0
0 | 0 |  |  |  | 0 | [11 empty] | 0 | 0 |  | 0 |  | 0 | [5 empty] | 0 |  | 0 |  | 0 |  | 0 |  | 0 |  | 0 |  | 0 |  | 0 |  |  | 0 | 0 | 0 |  |  | 0 | 0 | 0 | 0 | 0 | 0 | 0 | 0 | 0 | 0 | 0 | 0 | 0 | 0 | 0 | 0 | 0 | 0 | 0 | 0 | 0
0 | 0 |  |  |  | 0 | [11 empty] | 0 | 0 |  | 0 |  | 0 | [5 empty] | 0 |  | 0 |  | 0 |  | 0 |  | 0 |  | 0 |  | 0 |  | 0 |  |  | 0 | 0 | 0 |  |  | 0 | 0 | 0 | 0 | 0 | 0 | 0 | 0 | 0 | 0 | 0 | 0 | 0 | 0 | 0 | 0 | 0 | 0 | 0 | 0 | 0
0 | 0 |  |  |  | 0 | [11 empty] | 0 | 0 |  | 0 |  | 0 | [5 empty] | 0 |  | 0 |  | 0 |  | 0 |  | 0 |  | 0 |  | 0 |  | 0 |  |  | 0 | 0 | 0 |  |  | 0 | 0 | 0 | 0 | 0 | 0 | 0 | 0 | 0 | 0 | 0 | 0 | 0 | 0 | 0 | 0 | 0 | 0 | 0 | 0 | 0
0 | 0 |  |  |  | 0 | [11 empty] | 0 | 0 |  | 0 |  | 0 | [5 empty] | 0 |  | 0 |  | 0 |  | 0 |  | 0 |  | 0 |  | 0 |  | 0 |  |  | 0 | 0 | 0 |  |  | 0 | 0 | 0 | 0 | 0 | 0 | 0 | 0 | 0 | 0 | 0 | 0 | 0 | 0 | 0 | 0 | 0 | 0 | 0 | 0 | 0
0 | 0 |  |  |  | 0 | [11 empty] | 0 | 0 |  | 0 |  | 0 | [5 empty] | 0 |  | 0 |  | 0 |  | 0 |  | 0 |  | 0 |  | 0 |  | 0 |  |  | 0 | 0 | 0 |  |  | 0 | 0 | 0 | 0 | 0 | 0 | 0 | 0 | 0 | 0 | 0 | 0 | 0 | 0 | 0 | 0 | 0 | 0 | 0 | 0 | 0
0 | 0 |  |  |  | 0 | [11 empty] | 0 | 0 |  | 0 |  | 0 | [5 empty] | 0 |  | 0 |  | 0 |  | 0 |  | 0 |  | 0 |  | 0 |  | 0 |  |  | 0 | 0 | 0 |  |  | 0 | 0 | 0 | 0 | 0 | 0 | 0 | 0 | 0 | 0 | 0 | 0 | 0 | 0 | 0 | 0 | 0 | 0 | 0 | 0 | 0
0 | 0 |  |  |  | 0 | [11 empty] | 0 | 0 |  | 0 |  | 0 | [5 empty] | 0 |  | 0 |  | 0 |  | 0 |  | 0 |  | 0 |  | 0 |  | 0 |  |  | 0 | 0 | 0 |  |  | 0 | 0 | 0 | 0 | 0 | 0 | 0 | 0 | 0 | 0 | 0 | 0 | 0 | 0 | 0 | 0 | 0 | 0 | 0 | 0 | 0
0 | 0 |  |  |  | 0 | [11 empty] | 0 | 0 |  | 0 |  | 0 | [5 empty] | 0 |  | 0 |  | 0 |  | 0 |  | 0 |  | 0 |  | 0 |  | 0 |  |  | 0 | 0 | 0 |  |  | 0 | 0 | 0 | 0 | 0 | 0 | 0 | 0 | 0 | 0 | 0 | 0 | 0 | 0 | 0 | 0 | 0 | 0 | 0 | 0 | 0
0 | 0 |  |  |  | 0 | [11 empty] | 0 | 0 |  | 0 |  | 0 | [5 empty] | 0 |  | 0 |  | 0 |  | 0 |  | 0 |  | 0 |  | 0 |  | 0 |  |  | 0 | 0 | 0 |  |  | 0 | 0 | 0 | 0 | 0 | 0 | 0 | 0 | 0 | 0 | 0 | 0 | 0 | 0 | 0 | 0 | 0 | 0 | 0 | 0 | 0
0 | 0 |  |  |  | 0 | [11 empty] | 0 | 0 |  | 0 |  | 0 | [5 empty] | 0 |  | 0 |  | 0 |  | 0 |  | 0 |  | 0 |  | 0 |  | 0 |  |  | 0 | 0 | 0 |  |  | 0 | 0 | 0 | 0 | 0 | 0 | 0 | 0 | 0 | 0 | 0 | 0 | 0 | 0 | 0 | 0 | 0 | 0 | 0 | 0 | 0
0 | 0 |  |  |  | 0 | [11 empty] | 0 | 0 |  | 0 |  | 0 | [5 empty] | 0 |  | 0 |  | 0 |  | 0 |  | 0 |  | 0 |  | 0 |  | 0 |  |  | 0 | 0 | 0 |  |  | 0 | 0 | 0 | 0 | 0 | 0 | 0 | 0 | 0 | 0 | 0 | 0 | 0 | 0 | 0 | 0 | 0 | 0 | 0 | 0 | 0
0 | 0 |  |  |  | 0 | [11 empty] | 0 | 0 |  | 0 |  | 0 | [5 empty] | 0 |  | 0 |  | 0 |  | 0 |  | 0 |  | 0 |  | 0 |  | 0 |  |  | 0 | 0 | 0 |  |  | 0 | 0 | 0 | 0 | 0 | 0 | 0 | 0 | 0 | 0 | 0 | 0 | 0 | 0 | 0 | 0 | 0 | 0 | 0 | 0 | 0
0 | 0 |  |  |  | 0 | [11 empty] | 0 | 0 |  | 0 |  | 0 | [5 empty] | 0 |  | 0 |  | 0 |  | 0 |  | 0 |  | 0 |  | 0 |  | 0 |  |  | 0 | 0 | 0 |  |  | 0 | 0 | 0 | 0 | 0 | 0 | 0 | 0 | 0 | 0 | 0 | 0 | 0 | 0 | 0 | 0 | 0 | 0 | 0 | 0 | 0
0 | 0 |  |  |  | 0 | [11 empty] | 0 | 0 |  | 0 |  | 0 | [5 empty] | 0 |  | 0 |  | 0 |  | 0 |  | 0 |  | 0 |  | 0 |  | 0 |  |  | 0 | 0 | 0 |  |  | 0 | 0 | 0 | 0 | 0 | 0 | 0 | 0 | 0 | 0 | 0 | 0 | 0 | 0 | 0 | 0 | 0 | 0 | 0 | 0 | 0
0 | 0 |  |  |  | 0 | [11 empty] | 0 | 0 |  | 0 |  | 0 | [5 empty] | 0 |  | 0 |  | 0 |  | 0 |  | 0 |  | 0 |  | 0 |  | 0 |  |  | 0 | 0 | 0 |  |  | 0 | 0 | 0 | 0 | 0 | 0 | 0 | 0 | 0 | 0 | 0 | 0 | 0 | 0 | 0 | 0 | 0 | 0 | 0 | 0 | 0
0 | 0 |  |  |  | 0 | [11 empty] | 0 | 0 |  | 0 |  | 0 | [5 empty] | 0 |  | 0 |  | 0 |  | 0 |  | 0 |  | 0 |  | 0 |  | 0 |  |  | 0 | 0 | 0 |  |  | 0 | 0 | 0 | 0 | 0 | 0 | 0 | 0 | 0 | 0 | 0 | 0 | 0 | 0 | 0 | 0 | 0 | 0 | 0 | 0 | 0
0 | 0 |  |  |  | 0 | [11 empty] | 0 | 0 |  | 0 |  | 0 | [5 empty] | 0 |  | 0 |  | 0 |  | 0 |  | 0 |  | 0 |  | 0 |  | 0 |  |  | 0 | 0 | 0 |  |  | 0 | 0 | 0 | 0 | 0 | 0 | 0 | 0 | 0 | 0 | 0 | 0 | 0 | 0 | 0 | 0 | 0 | 0 | 0 | 0 | 0
0 | 0 |  |  |  | 0 | [11 empty] | 0 | 0 |  | 0 |  | 0 | [5 empty] | 0 |  | 0 |  | 0 |  | 0 |  | 0 |  | 0 |  | 0 |  | 0 |  |  | 0 | 0 | 0 |  |  | 0 | 0 | 0 | 0 | 0 | 0 | 0 | 0 | 0 | 0 | 0 | 0 | 0 | 0 | 0 | 0 | 0 | 0 | 0 | 0 | 0
0 | 0 |  |  |  | 0 | [11 empty] | 0 | 0 |  | 0 |  | 0 | [5 empty] | 0 |  | 0 |  | 0 |  | 0 |  | 0 |  | 0 |  | 0 |  | 0 |  |  | 0 | 0 | 0 |  |  | 0 | 0 | 0 | 0 | 0 | 0 | 0 | 0 | 0 | 0 | 0 | 0 | 0 | 0 | 0 | 0 | 0 | 0 | 0 | 0 | 0
0 | 0 |  |  |  | 0 | [11 empty] | 0 | 0 |  | 0 |  | 0 | [5 empty] | 0 |  | 0 |  | 0 |  | 0 |  | 0 |  | 0 |  | 0 |  | 0 |  |  | 0 | 0 | 0 |  |  | 0 | 0 | 0 | 0 | 0 | 0 | 0 | 0 | 0 | 0 | 0 | 0 | 0 | 0 | 0 | 0 | 0 | 0 | 0 | 0 | 0
0 | 0 |  |  |  | 0 | [11 empty] | 0 | 0 |  | 0 |  | 0 | [5 empty] | 0 |  | 0 |  | 0 |  | 0 |  | 0 |  | 0 |  | 0 |  | 0 |  |  | 0 | 0 | 0 |  |  | 0 | 0 | 0 | 0 | 0 | 0 | 0 | 0 | 0 | 0 | 0 | 0 | 0 | 0 | 0 | 0 | 0 | 0 | 0 | 0 | 0
0 | 0 |  |  |  | 0 | [11 empty] | 0 | 0 |  | 0 |  | 0 | [5 empty] | 0 |  | 0 |  | 0 |  | 0 |  | 0 |  | 0 |  | 0 |  | 0 |  |  | 0 | 0 | 0 |  |  | 0 | 0 | 0 | 0 | 0 | 0 | 0 | 0 | 0 | 0 | 0 | 0 | 0 | 0 | 0 | 0 | 0 | 0 | 0 | 0 | 0
0 | 0 |  |  |  | 0 | [11 empty] | 0 | 0 |  | 0 |  | 0 | [5 empty] | 0 |  | 0 |  | 0 |  | 0 |  | 0 |  | 0 |  | 0 |  | 0 |  |  | 0 | 0 | 0 |  |  | 0 | 0 | 0 | 0 | 0 | 0 | 0 | 0 | 0 | 0 | 0 | 0 | 0 | 0 | 0 | 0 | 0 | 0 | 0 | 0 | 0
0 | 0 |  |  |  | 0 | [11 empty] | 0 | 0 |  | 0 |  | 0 | [5 empty] | 0 |  | 0 |  | 0 |  | 0 |  | 0 |  | 0 |  | 0 |  | 0 |  |  | 0 | 0 | 0 |  |  | 0 | 0 | 0 | 0 | 0 | 0 | 0 | 0 | 0 | 0 | 0 | 0 | 0 | 0 | 0 | 0 | 0 | 0 | 0 | 0 | 0
0 | 0 |  |  |  | 0 | [11 empty] | 0 | 0 |  | 0 |  | 0 | [5 empty] | 0 |  | 0 |  | 0 |  | 0 |  | 0 |  | 0 |  | 0 |  | 0 |  |  | 0 | 0 | 0 |  |  | 0 | 0 | 0 | 0 | 0 | 0 | 0 | 0 | 0 | 0 | 0 | 0 | 0 | 0 | 0 | 0 | 0 | 0 | 0 | 0 | 0
0 | 0 |  |  |  | 0 | [11 empty] | 0 | 0 |  | 0 |  | 0 | [5 empty] | 0 |  | 0 |  | 0 |  | 0 |  | 0 |  | 0 |  | 0 |  | 0 |  |  | 0 | 0 | 0 |  |  | 0 | 0 | 0 | 0 | 0 | 0 | 0 | 0 | 0 | 0 | 0 | 0 | 0 | 0 | 0 | 0 | 0 | 0 | 0 | 0 | 0
0 | 0 |  |  |  | 0 | [11 empty] | 0 | 0 |  | 0 |  | 0 | [5 empty] | 0 |  | 0 |  | 0 |  | 0 |  | 0 |  | 0 |  | 0 |  | 0 |  |  | 0 | 0 | 0 |  |  | 0 | 0 | 0 | 0 | 0 | 0 | 0 | 0 | 0 | 0 | 0 | 0 | 0 | 0 | 0 | 0 | 0 | 0 | 0 | 0 | 0
0 | 0 |  |  |  | 0 | [11 empty] | 0 | 0 |  | 0 |  | 0 | [5 empty] | 0 |  | 0 |  | 0 |  | 0 |  | 0 |  | 0 |  | 0 |  | 0 |  |  | 0 | 0 | 0 |  |  | 0 | 0 | 0 | 0 | 0 | 0 | 0 | 0 | 0 | 0 | 0 | 0 | 0 | 0 | 0 | 0 | 0 | 0 | 0 | 0 | 0
0 | 0 |  |  |  | 0 | [11 empty] | 0 | 0 |  | 0 |  | 0 | [5 empty] | 0 |  | 0 |  | 0 |  | 0 |  | 0 |  | 0 |  | 0 |  | 0 |  |  | 0 | 0 | 0 |  |  | 0 | 0 | 0 | 0 | 0 | 0 | 0 | 0 | 0 | 0 | 0 | 0 | 0 | 0 | 0 | 0 | 0 | 0 | 0 | 0 | 0
0 | 0 |  |  |  | 0 | [11 empty] | 0 | 0 |  | 0 |  | 0 | [5 empty] | 0 |  | 0 |  | 0 |  | 0 |  | 0 |  | 0 |  | 0 |  | 0 |  |  | 0 | 0 | 0 |  |  | 0 | 0 | 0 | 0 | 0 | 0 | 0 | 0 | 0 | 0 | 0 | 0 | 0 | 0 | 0 | 0 | 0 | 0 | 0 | 0 | 0
0 | 0 |  |  |  | 0 | [11 empty] | 0 | 0 |  | 0 |  | 0 | [5 empty] | 0 |  | 0 |  | 0 |  | 0 |  | 0 |  | 0 |  | 0 |  | 0 |  |  | 0 | 0 | 0 |  |  | 0 | 0 | 0 | 0 | 0 | 0 | 0 | 0 | 0 | 0 | 0 | 0 | 0 | 0 | 0 | 0 | 0 | 0 | 0 | 0 | 0
0 | 0 |  |  |  | 0 | [11 empty] | 0 | 0 |  | 0 |  | 0 | [5 empty] | 0 |  | 0 |  | 0 |  | 0 |  | 0 |  | 0 |  | 0 |  | 0 |  |  | 0 | 0 | 0 |  |  | 0 | 0 | 0 | 0 | 0 | 0 | 0 | 0 | 0 | 0 | 0 | 0 | 0 | 0 | 0 | 0 | 0 | 0 | 0 | 0 | 0
0 | 0 |  |  |  | 0 | [11 empty] | 0 | 0 |  | 0 |  | 0 | [5 empty] | 0 |  | 0 |  | 0 |  | 0 |  | 0 |  | 0 |  | 0 |  | 0 |  |  | 0 | 0 | 0 |  |  | 0 | 0 | 0 | 0 | 0 | 0 | 0 | 0 | 0 | 0 | 0 | 0 | 0 | 0 | 0 | 0 | 0 | 0 | 0 | 0 | 0
0 | 0 |  |  |  | 0 | [11 empty] | 0 | 0 |  | 0 |  | 0 | [5 empty] | 0 |  | 0 |  | 0 |  | 0 |  | 0 |  | 0 |  | 0 |  | 0 |  |  | 0 | 0 | 0 |  |  | 0 | 0 | 0 | 0 | 0 | 0 | 0 | 0 | 0 | 0 | 0 | 0 | 0 | 0 | 0 | 0 | 0 | 0 | 0 | 0 | 0
0 | 0 |  |  |  | 0 | [11 empty] | 0 | 0 |  | 0 |  | 0 | [5 empty] | 0 |  | 0 |  | 0 |  | 0 |  | 0 |  | 0 |  | 0 |  | 0 |  |  | 0 | 0 | 0 |  |  | 0 | 0 | 0 | 0 | 0 | 0 | 0 | 0 | 0 | 0 | 0 | 0 | 0 | 0 | 0 | 0 | 0 | 0 | 0 | 0 | 0
0 | 0 |  |  |  | 0 | [11 empty] | 0 | 0 |  | 0 |  | 0 | [5 empty] | 0 |  | 0 |  | 0 |  | 0 |  | 0 |  | 0 |  | 0 |  | 0 |  |  | 0 | 0 | 0 |  |  | 0 | 0 | 0 | 0 | 0 | 0 | 0 | 0 | 0 | 0 | 0 | 0 | 0 | 0 | 0 | 0 | 0 | 0 | 0 | 0 | 0
0 | 0 |  |  |  | 0 | [11 empty] | 0 | 0 |  | 0 |  | 0 | [5 empty] | 0 |  | 0 |  | 0 |  | 0 |  | 0 |  | 0 |  | 0 |  | 0 |  |  | 0 | 0 | 0 |  |  | 0 | 0 | 0 | 0 | 0 | 0 | 0 | 0 | 0 | 0 | 0 | 0 | 0 | 0 | 0 | 0 | 0 | 0 | 0 | 0 | 0
0 | 0 |  |  |  | 0 | [11 empty] | 0 | 0 |  | 0 |  | 0 | [5 empty] | 0 |  | 0 |  | 0 |  | 0 |  | 0 |  | 0 |  | 0 |  | 0 |  |  | 0 | 0 | 0 |  |  | 0 | 0 | 0 | 0 | 0 | 0 | 0 | 0 | 0 | 0 | 0 | 0 | 0 | 0 | 0 | 0 | 0 | 0 | 0 | 0 | 0
0 | 0 |  |  |  | 0 | [11 empty] | 0 | 0 |  | 0 |  | 0 | [5 empty] | 0 |  | 0 |  | 0 |  | 0 |  | 0 |  | 0 |  | 0 |  | 0 |  |  | 0 | 0 | 0 |  |  | 0 | 0 | 0 | 0 | 0 | 0 | 0 | 0 | 0 | 0 | 0 | 0 | 0 | 0 | 0 | 0 | 0 | 0 | 0 | 0 | 0
0 | 0 |  |  |  | 0 | [11 empty] | 0 | 0 |  | 0 |  | 0 | [5 empty] | 0 |  | 0 |  | 0 |  | 0 |  | 0 |  | 0 |  | 0 |  | 0 |  |  | 0 | 0 | 0 |  |  | 0 | 0 | 0 | 0 | 0 | 0 | 0 | 0 | 0 | 0 | 0 | 0 | 0 | 0 | 0 | 0 | 0 | 0 | 0 | 0 | 0
0 | 0 |  |  |  | 0 | [11 empty] | 0 | 0 |  | 0 |  | 0 | [5 empty] | 0 |  | 0 |  | 0 |  | 0 |  | 0 |  | 0 |  | 0 |  | 0 |  |  | 0 | 0 | 0 |  |  | 0 | 0 | 0 | 0 | 0 | 0 | 0 | 0 | 0 | 0 | 0 | 0 | 0 | 0 | 0 | 0 | 0 | 0 | 0 | 0 | 0
0 | 0 |  |  |  | 0 | [11 empty] | 0 | 0 |  | 0 |  | 0 | [5 empty] | 0 |  | 0 |  | 0 |  | 0 |  | 0 |  | 0 |  | 0 |  | 0 |  |  | 0 | 0 | 0 |  |  | 0 | 0 | 0 | 0 | 0 | 0 | 0 | 0 | 0 | 0 | 0 | 0 | 0 | 0 | 0 | 0 | 0 | 0 | 0 | 0 | 0
0 | 0 |  |  |  | 0 | [11 empty] | 0 | 0 |  | 0 |  | 0 | [5 empty] | 0 |  | 0 |  | 0 |  | 0 |  | 0 |  | 0 |  | 0 |  | 0 |  |  | 0 | 0 | 0 |  |  | 0 | 0 | 0 | 0 | 0 | 0 | 0 | 0 | 0 | 0 | 0 | 0 | 0 | 0 | 0 | 0 | 0 | 0 | 0 | 0 | 0
0 | 0 |  |  |  | 0 | [11 empty] | 0 | 0 |  | 0 |  | 0 | [5 empty] | 0 |  | 0 |  | 0 |  | 0 |  | 0 |  | 0 |  | 0 |  | 0 |  |  | 0 | 0 | 0 |  |  | 0 | 0 | 0 | 0 | 0 | 0 | 0 | 0 | 0 | 0 | 0 | 0 | 0 | 0 | 0 | 0 | 0 | 0 | 0 | 0 | 0
0 | 0 |  |  |  | 0 | [11 empty] | 0 | 0 |  | 0 |  | 0 | [5 empty] | 0 |  | 0 |  | 0 |  | 0 |  | 0 |  | 0 |  | 0 |  | 0 |  |  | 0 | 0 | 0 |  |  | 0 | 0 | 0 | 0 | 0 | 0 | 0 | 0 | 0 | 0 | 0 | 0 | 0 | 0 | 0 | 0 | 0 | 0 | 0 | 0 | 0
0 | 0 |  |  |  | 0 | [11 empty] | 0 | 0 |  | 0 |  | 0 | [5 empty] | 0 |  | 0 |  | 0 |  | 0 |  | 0 |  | 0 |  | 0 |  | 0 |  |  | 0 | 0 | 0 |  |  | 0 | 0 | 0 | 0 | 0 | 0 | 0 | 0 | 0 | 0 | 0 | 0 | 0 | 0 | 0 | 0 | 0 | 0 | 0 | 0 | 0
0 | 0 |  |  |  | 0 | [11 empty] | 0 | 0 |  | 0 |  | 0 | [5 empty] | 0 |  | 0 |  | 0 |  | 0 |  | 0 |  | 0 |  | 0 |  | 0 |  |  | 0 | 0 | 0 |  |  | 0 | 0 | 0 | 0 | 0 | 0 | 0 | 0 | 0 | 0 | 0 | 0 | 0 | 0 | 0 | 0 | 0 | 0 | 0 | 0 | 0
0 | 0 |  |  |  | 0 | [11 empty] | 0 | 0 |  | 0 |  | 0 | [5 empty] | 0 |  | 0 |  | 0 |  | 0 |  | 0 |  | 0 |  | 0 |  | 0 |  |  | 0 | 0 | 0 |  |  | 0 | 0 | 0 | 0 | 0 | 0 | 0 | 0 | 0 | 0 | 0 | 0 | 0 | 0 | 0 | 0 | 0 | 0 | 0 | 0 | 0
0 | 0 |  |  |  | 0 | [11 empty] | 0 | 0 |  | 0 |  | 0 | [5 empty] | 0 |  | 0 |  | 0 |  | 0 |  | 0 |  | 0 |  | 0 |  | 0 |  |  | 0 | 0 | 0 |  |  | 0 | 0 | 0 | 0 | 0 | 0 | 0 | 0 | 0 | 0 | 0 | 0 | 0 | 0 | 0 | 0 | 0 | 0 | 0 | 0 | 0
0 | 0 |  |  |  | 0 | [11 empty] | 0 | 0 |  | 0 |  | 0 | [5 empty] | 0 |  | 0 |  | 0 |  | 0 |  | 0 |  | 0 |  | 0 |  | 0 |  |  | 0 | 0 | 0 |  |  | 0 | 0 | 0 | 0 | 0 | 0 | 0 | 0 | 0 | 0 | 0 | 0 | 0 | 0 | 0 | 0 | 0 | 0 | 0 | 0 | 0
6
[6 empty] | END |  | Total Price for Schedule 1 | [9 empty] | 0 |  | 0 |  | 0 | Baht |  | Baht |  | Baht |  | Baht |  | Baht |  |  | 0 | Baht |  | Baht |  | Baht |  | Baht |  |  |  |  | Baht | Baht |  |  | Baht | Baht | Baht | Baht | Baht | Baht | Baht | Baht | Baht | Baht | Baht | Baht | Baht | Baht | Baht | Baht | Baht | Baht | Baht | Baht | Baht | bar: 79 to 81
[18 empty] | 0 |  | 0 |  | 0 | [5 empty] | 0 |  | 0 |  | 0 |  | 0 |  | 0 |  | 0 |  | 0 |  | 0 |  |  |  | #N/A | #N/A |  |  | 0 | 0 | 0 | #N/A | 0 | 0 | 0 | 0 | 0 | 0 | 0 | 0 | 0 | #N/A | 0 | 0 | 0 | 0 | #N/A | 0 | #N/A | bar: 79 to 81
[18 empty] | 0 |  | 0 |  | 0 | [11 empty] | 0 | bar: 79 to 81
[18 empty] | 0 |  | 0 |  | 0 | [11 empty] | 0 | bar: 79 to 81
[18 empty] | 0 |  | 0 |  | 0 | [11 empty] | 0
[18 empty] | 0 |  | 0 |  | 0 | [11 empty] | 0
[18 empty] | 0 |  | 0 |  | 0 | [11 empty] | 0
[18 empty] | 0 |  | 0 |  | 0 | [11 empty] | 0
* The design of supporting structures and LCC for Compact Switchgear shall be verified by Compact Switchgear manufacturer.
000000000000000000000000000000000000000
0000000000000000000000000000000000000000
0000000000000000000000000000000000000000000000000000000000000000000000000000000000000000000000000000000000000000000000000000000000000000000000000000000000000000000000000000000000000000000000000000000000000
[8 empty] | 0 | 0 |  |  |  |  | 00000000000000000000000000000000000000000000000000000000000000000000000000000000000000000000000000000000000000000000000000000000000000000000000000000000000000000000000000000000000000000000000000000000000000000000000000000000000000000000000000000000000000000000000000000000000000000000
[8 empty] | 0 | 0
[8 empty] | 0 | 0
[8 empty] | 0 | 0
[8 empty] | 0 | 0
[8 empty] | 0 | 0
[8 empty] | 0 | 0
[8 empty] | 0 | 0
[8 empty] | 0 | 0
[8 empty] | 0 | 0
[8 empty] | 0 | 0
[8 empty] | 0 | 0
[8 empty] | 0 | 0
[8 empty] | 0 | 0
[8 empty] | 0 | 0
[8 empty] | 0 | 0
[8 empty] | 0 | 0
[8 empty] | 0 | 0
[8 empty] | 0 | 0
[8 empty] | 0 | 0
[8 empty] | 0 | 0
[8 empty] | 0 | 0
[8 empty] | 0 | 0
[8 empty] | 0 | 0
[8 empty] | 0 | 0
[8 empty] | 0 | 0
[8 empty] | 0 | 0
[8 empty] | 0 | 0
[8 empty] | 0 | 0
[8 empty] | 0 | 0
[8 empty] | 0 | 0
[8 empty] | 0 | 0
[8 empty] | 0 | 0
[8 empty] | 0 | 0
[8 empty] | 0 | 0
[8 empty] | 0 | 0
[8 empty] | 0 | 0
[8 empty] | 0 | 0
[8 empty] | 0 | 0
[8 empty] | 0 | 0
[8 empty] | 0 | 0
[8 empty] | 0 | 0
[8 empty] | 0 | 0
[8 empty] | 0 | 0
[8 empty] | 0 | 0
[8 empty] | 0 | 0
[8 empty] | 0 | 0
[8 empty] | 0 | 0
[8 empty] | 0 | 0
[8 empty] | 0 | 0
[8 empty] | 0 | 0
[8 empty] | 0 | 0
[8 empty] | 0 | 0
[8 empty] | 0 | 0
[8 empty] | 0 | 0
[8 empty] | 0 | 0
[8 empty] | 0 | 0
[8 empty] | 0 | 0
[8 empty] | 0 | 0
[8 empty] | 0 | 0
[8 empty] | 0 | 0
[8 empty] | 0 | 0
[8 empty] | 0 | 0
[8 empty] | 0 | 0
[8 empty] | 0 | 0
[8 empty] | 0 | 0
[8 empty] | 0 | 0
[8 empty] | 0 | 0
[8 empty] | 0 | 0
[8 empty] | 0 | 0
[8 empty] | 0 | 0
[8 empty] | 0 | 0
[8 empty] | 0 | 0
[8 empty] | 0 | 0
[8 empty] | 0 | 0
[8 empty] | 0 | 0
[8 empty] | 0 | 0
[8 empty] | 0 | 0
[8 empty] | 0 | 0
[8 empty] | 0 | 0
[8 empty] | 0 | 0
[8 empty] | 0 | 0
[8 empty] | 0 | 0
[8 empty] | 0 | 0
[8 empty] | 0 | 0
[8 empty] | 0 | 0
[8 empty] | 0 | 0
[8 empty] | 0 | 0
[8 empty] | 0 | 0
[8 empty] | 0 | 0
[8 empty] | 0 | 0
[8 empty] | 0 | 0
[8 empty] | 0 | 0
[8 empty] | 0 | 0
[8 empty] | 0 | 0
[8 empty] | 0 | 0
[8 empty] | 0 | 0
[8 empty] | 0 | 0
[8 empty] | 0 | 0
[8 empty] | 0 | 0
[8 empty] | 0 | 0
[8 empty] | 0 | 0
[8 empty] | 0 | 0
[8 empty] | 0 | 0
[8 empty] | 0 | 0
[8 empty] | 0 | 0
[8 empty] | 0 | 0
[8 empty] | 0 | 0
[8 empty] | 0 | 0
[8 empty] | 0 | 0
[8 empty] | 0 | 0
[8 empty] | 0 | 0
[8 empty] | 0 | 0
[8 empty] | 0 | 0
[8 empty] | 0 | 0
[8 empty] | 0 | 0
[8 empty] | 0 | 0
[8 empty] | 0 | 0
[8 empty] | 0 | 0
[8 empty] | 0 | 0
[8 empty] | 0 | 0
[8 empty] | 0 | 0
[8 empty] | 0 | 0
[8 empty] | 0 | 0
[8 empty] | 0 | 0
[8 empty] | 0 | 0
[8 empty] | 0 | 0
[8 empty] | 0 | 0
[8 empty] | 0 | 0
[8 empty] | 0 | 0
[8 empty] | 0 | 0
[8 empty] | 0 | 0
[8 empty] | 0 | 0
[8 empty] | 0 | 0
[8 empty] | 0 | 0
[8 empty] | 0 | 0
[8 empty] | 0 | 0
[8 empty] | 0 | 0
[8 empty] | 0 | 0
[8 empty] | 0 | 0
[8 empty] | 0 | 0
[8 empty] | 0 | 0
[8 empty] | 0 | 0
[8 empty] | 0 | 0
[8 empty] | 0 | 0
[8 empty] | 0 | 0
[8 empty] | 0 | 0
[8 empty] | 0 | 0
[8 empty] | 0 | 0
[8 empty] | 0 | 0
[8 empty] | 0 | 0
[8 empty] | 0 | 0
[8 empty] | 0 | 0
[8 empty] | 0 | 0
[8 empty] | 0 | 0
[8 empty] | 0 | 0
[8 empty] | 0 | 0
[8 empty] | 0 | 0
[8 empty] | 0 | 0
[8 empty] | 0 | 0
[8 empty] | 0 | 0
[8 empty] | 0 | 0
[8 empty] | 0 | 0
[8 empty] | 0 | 0
[8 empty] | 0 | 0
[8 empty] | 0 | 0
[8 empty] | 0 | 0
[8 empty] | 0 | 0
[8 empty] | 0 | 0
[8 empty] | 0 | 0
[8 empty] | 0 | 0
[8 empty] | 0 | 0
[8 empty] | 0 | 0
[8 empty] | 0 | 0
[8 empty] | 0 | 0
[8 empty] | 0 | 0
[8 empty] | 0 | 0
[8 empty] | 0 | 0
[8 empty] | 0 | 0
[8 empty] | 0 | 0
[8 empty] | 0 | 0
[8 empty] | 0 | 0
[8 empty] | 0 | 0
[8 empty] | 0 | 0
[8 empty] | 0 | 0
[8 empty] | 0 | 0
[8 empty] | 0 | 0
[8 empty] | 0 | 0
[8 empty] | 0 | 0
[8 empty] | 0 | 0
[8 empty] | 0 | 0
[8 empty] | 0 | 0
[8 empty] | 0 | 0
[8 empty] | 0 | 0
[8 empty] | 0 | 0
[8 empty] | 0 | 0
[8 empty] | 0 | 0
[8 empty] | 0 | 0
[8 empty] | 0 | 0
[8 empty] | 0 | 0
[8 empty] | 0 | 0
[8 empty] | 0 | 0
[8 empty] | 0 | 0
[8 empty] | 0 | 0
[8 empty] | 0 | 0
[8 empty] | 0 | 0
[8 empty] | 0 | 0
[8 empty] | 0 | 0
[8 empty] | 0 | 0
[8 empty] | 0 | 0
[8 empty] | 0 | 0
[8 empty] | 0 | 0
[8 empty] | 0 | 0
[8 empty] | 0 | 0
[8 empty] | 0 | 0
[8 empty] | 0 | 0
[8 empty] | 0 | 0
[8 empty] | 0 | 0
[8 empty] | 0 | 0
[8 empty] | 0 | 0
[8 empty] | 0 | 0
[8 empty] | 0 | 0
[8 empty] | 0 | 0
[8 empty] | 0 | 0
[8 empty] | 0 | 0
[8 empty] | 0 | 0
[8 empty] | 0 | 0
[8 empty] | 0 | 0
[8 empty] | 0 | 0
[8 empty] | 0 | 0
[8 empty] | 0 | 0
[8 empty] | 0 | 0
[8 empty] | 0 | 0
[8 empty] | 0 | 0
[8 empty] | 0 | 0
[8 empty] | 0 | 0
[8 empty] | 0 | 0
[8 empty] | 0 | 0
[8 empty] | 0 | 0
[8 empty] | 0 | 0
[8 empty] | 0 | 0
[8 empty] | 0 | 0
[8 empty] | 0 | 0
[8 empty] | 0 | 0
[8 empty] | 0 | 0
[8 empty] | 0 | 0
[8 empty] | 0 | 0
[8 empty] | 0 | 0
[8 empty] | 0 | 0
[8 empty] | 0 | 0
[8 empty] | 0 | 0
[8 empty] | 0 | 0
[8 empty] | 0 | 0
[8 empty] | 0 | 0
[8 empty] | 0 | 0
[8 empty] | 0 | 0
[8 empty] | 0 | 0
[8 empty] | 0 | 0
[8 empty] | 0 | 0
[8 empty] | 0 | 0
[8 empty] | 0 | 0
[8 empty] | 0 | 0
[8 empty] | 0 | 0
[8 empty] | 0 | 0
[8 empty] | 0 | 0
[8 empty] | 0 | 0
[8 empty] | 0 | 0
[8 empty] | 0 | 0
[8 empty] | 0 | 0
[8 empty] | 0 | 0
[8 empty] | 0 | 0
[8 empty] | 0 | 0
[8 empty] | 0 | 0
[8 empty] | 0 | 0
[8 empty] | 0 | 0
[8 empty] | 0 | 0
[8 empty] | 0 | 0
[8 empty] | 0 | 0
[8 empty] | 0 | 0
[8 empty] | 0 | 0
[8 empty] | 0 | 0
[8 empty] | 0 | 0
[8 empty] | 0 | 0
[8 empty] | 0 | 0

## Sch 2 (hidden)
INVITATION TO BID NO. VKS1-SWG-01
Schedule 2 :
[77 empty] | 79 | 80 | 81 | 82 | 83 | 84 | 85 | 86 | 87 | 88 | 89 | 90 | 91 | 92 | 93 | 94 | 95 | 96 | 97 | 98 | 99 | 100 | 101 | 102 | 103 | 104 | 105 | 106 | 107 | 108 | 109 | 110 | 111 | 112 | 113 | 114 | 115 | 116 | 117 | 118 | 119 | 120 | 121 | 122 | 123 | 124 | 125 | 126 | 127 | 128
[8 empty] | SUPPLY OF 115 KV COMPACT SWITCHGEAR | [62 empty] | 72 | 73 | 75 | 76 | 77 | 78 | 82: Breakdown per Item :
[8 empty] | TRANSMISSION SYSTEM FOR HYDRO-FLOATING SOLAR HYBRID PROJECT VAJIRALONGKORN DAM UNIT 1 | [68 empty] | 82: Schedule :
System :
Job No. | Substation | Delivery Required by EGAT |  |  |  | Material group | Code No. | Item No. | Description | Short Description | Drawing No. / Reference No. | Qty. | Unit | Currency | Supply of Equipment |  |  |  | Supply of Equipment |  | Supply of Equipment |  | Supply of Equipment |  |  |  | Supply of Equipment |  | Supply of Equipment |  | Supply of Equipment |  | Foreign Currency |  | Local Currency |  | Local Transportation |  | Local Transportation, Construction and Installation |  | Purchase Price Offered for Dismantled Equipment |  | Plant |  | UOM | [25 empty] | Irrelevant | Incoterm | Account Assignment | Cost Object | Fund Center |  | 105: CFR Thai Port; 107: CIF Thai Port; 109: DDP EGAT 's Store; 111: Local Transportation; 113: Custom Clearance; 115: DDP EGAT 's Store; 117: Ex-works Price; 119: Local Transportation; 121: Foreign Currency; 123: Local Currency; 125: Local Transportation to EGAT 's Store; 127: Local Transportation, Construction and Installation | Long Description | Short Description
|  | (with in months after receipt of the notification of award) | [12 empty] | Foreign Supply |  |  |  | Foreign Supply |  | Foreign Supply |  | Foreign Supply | [5 empty] | Local Supply |  | Local Supply | [16 empty] | Preference | % Import Duty | Preference | CFR Price | CIF Price | Foreign Currency | Ex-works Price | Local Currency | Local Transportation | Local Transportation, | Marine Insurance Price | Customs Clearance | Import Duty Price | VAT for Imported Equipment | VAT for Import Duty | VAT for | VAT for Ex-works Price | VAT for | VAT for | VAT for Transportation, Construction and Installation | Foreign | Local | Evaluation Price | [6 empty] | 115: ( excluding VAT ); 117: ( excluding VAT )
[5 empty] | Completion Date | [9 empty] | FOB Vessel | Cost of | CFR Thai Port |  | CIF Thai Port |  | DDP EGAT 's Store |  | Local Transportation |  | Custom Clearance |  | DDP EGAT 's Store |  | Ex-works Price |  | Local Transportation | [12 empty] | Breakdown tab |  | Proposed Price | Evaluation Price | Status | [7 empty] | to EGAT 's Store | Construction and | [5 empty] | Foreign Currency |  | Local Currency | Local Transportation |  | Price Adjustment | Price Adjustment | [7 empty] | 104: Incoterm; 105: CFR; 107: CIF; 109: DDP; 111: ZTF; 113: ZCC; 115: DDP; 117: EXW; 119: ZTL; 125: ZTT; 127: ZCN
|  | CFR Thai Port | DDP or EGAT's Store | Ex-works | [11 empty] | Transportation | [10 empty] | ( excluding VAT ) |  | ( excluding VAT ) |  | ( excluding VAT ) |  |  |  | ( excluding VAT ) |  | ( excluding VAT ) |  | ( excluding VAT ) |  | ( including VAT ) | [15 empty] | Installation | [%Insure(110%(CFR))] | [%Custom(CIF)] | [%Import Duty(CIF)] | [ %VAT(CFR/CIF) ] | [ %VAT( Import Duty) ] | [ %VAT(Foreign Currency) ] | [ %VAT(Ex-works Price) ] | [ %VAT(Local Currency) ] | to EGAT 's Store | [10 empty] | 104: Material group; 111: SV-TRN-MT; 113: SV-CTM; 119: SV-TRN-MT; 125: SV-TRN-MT; 127: SV-CVL
[16 empty] | to Thai Port | [6 empty] | Baht |  | Baht |  | Baht |  | Baht |  | Baht |  |  |  | Baht |  | Baht |  | Baht |  | Baht |  |  |  |  | Baht | Baht |  |  | Baht | Baht | Baht | Baht | Baht | Baht | Baht | Baht | Baht | Baht | Baht | Baht | Baht | Baht | Baht | Baht | Baht | Baht | Baht | Baht | Baht
|  | (month) | (month) | (month) | (month) | [9 empty] | Unit Price | Unit Price | Unit Price | Amount | Unit Price | Amount | Unit Price | Amount | Unit Price | Amount | Unit Price | Amount | Unit Price | Amount | Unit Price | Amount | Unit Price | Amount | Unit Price | Amount | Unit Price | Amount | Unit Price | Amount | Unit Price | Amount | Unit Price | Amount | [5 empty] | (Y/N) | (IPDTY) | (PRF) | (CFR) | (CIF) | (FC) | (EW) | (LC) | (LT) | (TCI) | (MI) | (CC) | ( IDP) | (VATIE) | (VATID) | (VATFC) | (VATEW) | (VATLC) | (VATLT) | (VATTCI) | (FPA) | (LPA) | (EVAPR)
0 | 0 |  |  |  | 0 | [11 empty] | 0 | 0 |  | 0 |  | 0 | [5 empty] | 0 |  | 0 |  | 0 |  | 0 |  | 0 |  | 0 |  | 0 |  | 0 |  |  | 0 | 0 | 0 |  |  | 0 | 0 | 0 | 0 | 0 | 0 | 0 | 0 | 0 | 0 | 0 | 0 | 0 | 0 | 0 | 0 | 0 | 0 | 0 | 0 | 0
0 | 0 |  |  |  | 0 | [11 empty] | 0 | 0 |  | 0 |  | 0 | [5 empty] | 0 |  | 0 |  | 0 |  | 0 |  | 0 |  | 0 |  | 0 |  | 0 |  |  | 0 | 0 | 0 |  |  | 0 | 0 | 0 | 0 | 0 | 0 | 0 | 0 | 0 | 0 | 0 | 0 | 0 | 0 | 0 | 0 | 0 | 0 | 0 | 0 | 0
0 | 0 |  |  |  | 0 | [11 empty] | 0 | 0 |  | 0 |  | 0 | [5 empty] | 0 |  | 0 |  | 0 |  | 0 |  | 0 |  | 0 |  | 0 |  | 0 |  |  | 0 | 0 | 0 |  |  | 0 | 0 | 0 | 0 | 0 | 0 | 0 | 0 | 0 | 0 | 0 | 0 | 0 | 0 | 0 | 0 | 0 | 0 | 0 | 0 | 0
0 | 0 |  |  |  | 0 | [11 empty] | 0 | 0 |  | 0 |  | 0 | [5 empty] | 0 |  | 0 |  | 0 |  | 0 |  | 0 |  | 0 |  | 0 |  | 0 |  |  | 0 | 0 | 0 |  |  | 0 | 0 | 0 | 0 | 0 | 0 | 0 | 0 | 0 | 0 | 0 | 0 | 0 | 0 | 0 | 0 | 0 | 0 | 0 | 0 | 0
0 | 0 |  |  |  | 0 | [11 empty] | 0 | 0 |  | 0 |  | 0 | [5 empty] | 0 |  | 0 |  | 0 |  | 0 |  | 0 |  | 0 |  | 0 |  | 0 |  |  | 0 | 0 | 0 |  |  | 0 | 0 | 0 | 0 | 0 | 0 | 0 | 0 | 0 | 0 | 0 | 0 | 0 | 0 | 0 | 0 | 0 | 0 | 0 | 0 | 0
0 | 0 |  |  |  | 0 | [11 empty] | 0 | 0 |  | 0 |  | 0 | [5 empty] | 0 |  | 0 |  | 0 |  | 0 |  | 0 |  | 0 |  | 0 |  | 0 |  |  | 0 | 0 | 0 |  |  | 0 | 0 | 0 | 0 | 0 | 0 | 0 | 0 | 0 | 0 | 0 | 0 | 0 | 0 | 0 | 0 | 0 | 0 | 0 | 0 | 0
0 | 0 |  |  |  | 0 | [11 empty] | 0 | 0 |  | 0 |  | 0 | [5 empty] | 0 |  | 0 |  | 0 |  | 0 |  | 0 |  | 0 |  | 0 |  | 0 |  |  | 0 | 0 | 0 |  |  | 0 | 0 | 0 | 0 | 0 | 0 | 0 | 0 | 0 | 0 | 0 | 0 | 0 | 0 | 0 | 0 | 0 | 0 | 0 | 0 | 0
0 | 0 |  |  |  | 0 | [11 empty] | 0 | 0 |  | 0 |  | 0 | [5 empty] | 0 |  | 0 |  | 0 |  | 0 |  | 0 |  | 0 |  | 0 |  | 0 |  |  | 0 | 0 | 0 |  |  | 0 | 0 | 0 | 0 | 0 | 0 | 0 | 0 | 0 | 0 | 0 | 0 | 0 | 0 | 0 | 0 | 0 | 0 | 0 | 0 | 0
0 | 0 |  |  |  | 0 | [11 empty] | 0 | 0 |  | 0 |  | 0 | [5 empty] | 0 |  | 0 |  | 0 |  | 0 |  | 0 |  | 0 |  | 0 |  | 0 |  |  | 0 | 0 | 0 |  |  | 0 | 0 | 0 | 0 | 0 | 0 | 0 | 0 | 0 | 0 | 0 | 0 | 0 | 0 | 0 | 0 | 0 | 0 | 0 | 0 | 0
0 | 0 |  |  |  | 0 | [11 empty] | 0 | 0 |  | 0 |  | 0 | [5 empty] | 0 |  | 0 |  | 0 |  | 0 |  | 0 |  | 0 |  | 0 |  | 0 |  |  | 0 | 0 | 0 |  |  | 0 | 0 | 0 | 0 | 0 | 0 | 0 | 0 | 0 | 0 | 0 | 0 | 0 | 0 | 0 | 0 | 0 | 0 | 0 | 0 | 0
0 | 0 |  |  |  | 0 | [11 empty] | 0 | 0 |  | 0 |  | 0 | [5 empty] | 0 |  | 0 |  | 0 |  | 0 |  | 0 |  | 0 |  | 0 |  | 0 |  |  | 0 | 0 | 0 |  |  | 0 | 0 | 0 | 0 | 0 | 0 | 0 | 0 | 0 | 0 | 0 | 0 | 0 | 0 | 0 | 0 | 0 | 0 | 0 | 0 | 0
0 | 0 |  |  |  | 0 | [11 empty] | 0 | 0 |  | 0 |  | 0 | [5 empty] | 0 |  | 0 |  | 0 |  | 0 |  | 0 |  | 0 |  | 0 |  | 0 |  |  | 0 | 0 | 0 |  |  | 0 | 0 | 0 | 0 | 0 | 0 | 0 | 0 | 0 | 0 | 0 | 0 | 0 | 0 | 0 | 0 | 0 | 0 | 0 | 0 | 0
0 | 0 |  |  |  | 0 | [11 empty] | 0 | 0 |  | 0 |  | 0 | [5 empty] | 0 |  | 0 |  | 0 |  | 0 |  | 0 |  | 0 |  | 0 |  | 0 |  |  | 0 | 0 | 0 |  |  | 0 | 0 | 0 | 0 | 0 | 0 | 0 | 0 | 0 | 0 | 0 | 0 | 0 | 0 | 0 | 0 | 0 | 0 | 0 | 0 | 0
0 | 0 |  |  |  | 0 | [11 empty] | 0 | 0 |  | 0 |  | 0 | [5 empty] | 0 |  | 0 |  | 0 |  | 0 |  | 0 |  | 0 |  | 0 |  | 0 |  |  | 0 | 0 | 0 |  |  | 0 | 0 | 0 | 0 | 0 | 0 | 0 | 0 | 0 | 0 | 0 | 0 | 0 | 0 | 0 | 0 | 0 | 0 | 0 | 0 | 0
0 | 0 |  |  |  | 0 | [11 empty] | 0 | 0 |  | 0 |  | 0 | [5 empty] | 0 |  | 0 |  | 0 |  | 0 |  | 0 |  | 0 |  | 0 |  | 0 |  |  | 0 | 0 | 0 |  |  | 0 | 0 | 0 | 0 | 0 | 0 | 0 | 0 | 0 | 0 | 0 | 0 | 0 | 0 | 0 | 0 | 0 | 0 | 0 | 0 | 0
0 | 0 |  |  |  | 0 | [11 empty] | 0 | 0 |  | 0 |  | 0 | [5 empty] | 0 |  | 0 |  | 0 |  | 0 |  | 0 |  | 0 |  | 0 |  | 0 |  |  | 0 | 0 | 0 |  |  | 0 | 0 | 0 | 0 | 0 | 0 | 0 | 0 | 0 | 0 | 0 | 0 | 0 | 0 | 0 | 0 | 0 | 0 | 0 | 0 | 0
0 | 0 |  |  |  | 0 | [11 empty] | 0 | 0 |  | 0 |  | 0 | [5 empty] | 0 |  | 0 |  | 0 |  | 0 |  | 0 |  | 0 |  | 0 |  | 0 |  |  | 0 | 0 | 0 |  |  | 0 | 0 | 0 | 0 | 0 | 0 | 0 | 0 | 0 | 0 | 0 | 0 | 0 | 0 | 0 | 0 | 0 | 0 | 0 | 0 | 0
0 | 0 |  |  |  | 0 | [11 empty] | 0 | 0 |  | 0 |  | 0 | [5 empty] | 0 |  | 0 |  | 0 |  | 0 |  | 0 |  | 0 |  | 0 |  | 0 |  |  | 0 | 0 | 0 |  |  | 0 | 0 | 0 | 0 | 0 | 0 | 0 | 0 | 0 | 0 | 0 | 0 | 0 | 0 | 0 | 0 | 0 | 0 | 0 | 0 | 0
0 | 0 |  |  |  | 0 | [11 empty] | 0 | 0 |  | 0 |  | 0 | [5 empty] | 0 |  | 0 |  | 0 |  | 0 |  | 0 |  | 0 |  | 0 |  | 0 |  |  | 0 | 0 | 0 |  |  | 0 | 0 | 0 | 0 | 0 | 0 | 0 | 0 | 0 | 0 | 0 | 0 | 0 | 0 | 0 | 0 | 0 | 0 | 0 | 0 | 0
0 | 0 |  |  |  | 0 | [11 empty] | 0 | 0 |  | 0 |  | 0 | [5 empty] | 0 |  | 0 |  | 0 |  | 0 |  | 0 |  | 0 |  | 0 |  | 0 |  |  | 0 | 0 | 0 |  |  | 0 | 0 | 0 | 0 | 0 | 0 | 0 | 0 | 0 | 0 | 0 | 0 | 0 | 0 | 0 | 0 | 0 | 0 | 0 | 0 | 0
0 | 0 |  |  |  | 0 | [11 empty] | 0 | 0 |  | 0 |  | 0 | [5 empty] | 0 |  | 0 |  | 0 |  | 0 |  | 0 |  | 0 |  | 0 |  | 0 |  |  | 0 | 0 | 0 |  |  | 0 | 0 | 0 | 0 | 0 | 0 | 0 | 0 | 0 | 0 | 0 | 0 | 0 | 0 | 0 | 0 | 0 | 0 | 0 | 0 | 0
0 | 0 |  |  |  | 0 | [11 empty] | 0 | 0 |  | 0 |  | 0 | [5 empty] | 0 |  | 0 |  | 0 |  | 0 |  | 0 |  | 0 |  | 0 |  | 0 |  |  | 0 | 0 | 0 |  |  | 0 | 0 | 0 | 0 | 0 | 0 | 0 | 0 | 0 | 0 | 0 | 0 | 0 | 0 | 0 | 0 | 0 | 0 | 0 | 0 | 0
0 | 0 |  |  |  | 0 | [11 empty] | 0 | 0 |  | 0 |  | 0 | [5 empty] | 0 |  | 0 |  | 0 |  | 0 |  | 0 |  | 0 |  | 0 |  | 0 |  |  | 0 | 0 | 0 |  |  | 0 | 0 | 0 | 0 | 0 | 0 | 0 | 0 | 0 | 0 | 0 | 0 | 0 | 0 | 0 | 0 | 0 | 0 | 0 | 0 | 0
0 | 0 |  |  |  | 0 | [11 empty] | 0 | 0 |  | 0 |  | 0 | [5 empty] | 0 |  | 0 |  | 0 |  | 0 |  | 0 |  | 0 |  | 0 |  | 0 |  |  | 0 | 0 | 0 |  |  | 0 | 0 | 0 | 0 | 0 | 0 | 0 | 0 | 0 | 0 | 0 | 0 | 0 | 0 | 0 | 0 | 0 | 0 | 0 | 0 | 0
0 | 0 |  |  |  | 0 | [11 empty] | 0 | 0 |  | 0 |  | 0 | [5 empty] | 0 |  | 0 |  | 0 |  | 0 |  | 0 |  | 0 |  | 0 |  | 0 |  |  | 0 | 0 | 0 |  |  | 0 | 0 | 0 | 0 | 0 | 0 | 0 | 0 | 0 | 0 | 0 | 0 | 0 | 0 | 0 | 0 | 0 | 0 | 0 | 0 | 0
0 | 0 |  |  |  | 0 | [11 empty] | 0 | 0 |  | 0 |  | 0 | [5 empty] | 0 |  | 0 |  | 0 |  | 0 |  | 0 |  | 0 |  | 0 |  | 0 |  |  | 0 | 0 | 0 |  |  | 0 | 0 | 0 | 0 | 0 | 0 | 0 | 0 | 0 | 0 | 0 | 0 | 0 | 0 | 0 | 0 | 0 | 0 | 0 | 0 | 0
0 | 0 |  |  |  | 0 | [11 empty] | 0 | 0 |  | 0 |  | 0 | [5 empty] | 0 |  | 0 |  | 0 |  | 0 |  | 0 |  | 0 |  | 0 |  | 0 |  |  | 0 | 0 | 0 |  |  | 0 | 0 | 0 | 0 | 0 | 0 | 0 | 0 | 0 | 0 | 0 | 0 | 0 | 0 | 0 | 0 | 0 | 0 | 0 | 0 | 0
0 | 0 |  |  |  | 0 | [11 empty] | 0 | 0 |  | 0 |  | 0 | [5 empty] | 0 |  | 0 |  | 0 |  | 0 |  | 0 |  | 0 |  | 0 |  | 0 |  |  | 0 | 0 | 0 |  |  | 0 | 0 | 0 | 0 | 0 | 0 | 0 | 0 | 0 | 0 | 0 | 0 | 0 | 0 | 0 | 0 | 0 | 0 | 0 | 0 | 0
0 | 0 |  |  |  | 0 | [11 empty] | 0 | 0 |  | 0 |  | 0 | [5 empty] | 0 |  | 0 |  | 0 |  | 0 |  | 0 |  | 0 |  | 0 |  | 0 |  |  | 0 | 0 | 0 |  |  | 0 | 0 | 0 | 0 | 0 | 0 | 0 | 0 | 0 | 0 | 0 | 0 | 0 | 0 | 0 | 0 | 0 | 0 | 0 | 0 | 0
0 | 0 |  |  |  | 0 | [11 empty] | 0 | 0 |  | 0 |  | 0 | [5 empty] | 0 |  | 0 |  | 0 |  | 0 |  | 0 |  | 0 |  | 0 |  | 0 |  |  | 0 | 0 | 0 |  |  | 0 | 0 | 0 | 0 | 0 | 0 | 0 | 0 | 0 | 0 | 0 | 0 | 0 | 0 | 0 | 0 | 0 | 0 | 0 | 0 | 0
0 | 0 |  |  |  | 0 | [11 empty] | 0 | 0 |  | 0 |  | 0 | [5 empty] | 0 |  | 0 |  | 0 |  | 0 |  | 0 |  | 0 |  | 0 |  | 0 |  |  | 0 | 0 | 0 |  |  | 0 | 0 | 0 | 0 | 0 | 0 | 0 | 0 | 0 | 0 | 0 | 0 | 0 | 0 | 0 | 0 | 0 | 0 | 0 | 0 | 0
0 | 0 |  |  |  | 0 | [11 empty] | 0 | 0 |  | 0 |  | 0 | [5 empty] | 0 |  | 0 |  | 0 |  | 0 |  | 0 |  | 0 |  | 0 |  | 0 |  |  | 0 | 0 | 0 |  |  | 0 | 0 | 0 | 0 | 0 | 0 | 0 | 0 | 0 | 0 | 0 | 0 | 0 | 0 | 0 | 0 | 0 | 0 | 0 | 0 | 0
0 | 0 |  |  |  | 0 | [11 empty] | 0 | 0 |  | 0 |  | 0 | [5 empty] | 0 |  | 0 |  | 0 |  | 0 |  | 0 |  | 0 |  | 0 |  | 0 |  |  | 0 | 0 | 0 |  |  | 0 | 0 | 0 | 0 | 0 | 0 | 0 | 0 | 0 | 0 | 0 | 0 | 0 | 0 | 0 | 0 | 0 | 0 | 0 | 0 | 0
0 | 0 |  |  |  | 0 | [11 empty] | 0 | 0 |  | 0 |  | 0 | [5 empty] | 0 |  | 0 |  | 0 |  | 0 |  | 0 |  | 0 |  | 0 |  | 0 |  |  | 0 | 0 | 0 |  |  | 0 | 0 | 0 | 0 | 0 | 0 | 0 | 0 | 0 | 0 | 0 | 0 | 0 | 0 | 0 | 0 | 0 | 0 | 0 | 0 | 0
0 | 0 |  |  |  | 0 | [11 empty] | 0 | 0 |  | 0 |  | 0 | [5 empty] | 0 |  | 0 |  | 0 |  | 0 |  | 0 |  | 0 |  | 0 |  | 0 |  |  | 0 | 0 | 0 |  |  | 0 | 0 | 0 | 0 | 0 | 0 | 0 | 0 | 0 | 0 | 0 | 0 | 0 | 0 | 0 | 0 | 0 | 0 | 0 | 0 | 0
0 | 0 |  |  |  | 0 | [11 empty] | 0 | 0 |  | 0 |  | 0 | [5 empty] | 0 |  | 0 |  | 0 |  | 0 |  | 0 |  | 0 |  | 0 |  | 0 |  |  | 0 | 0 | 0 |  |  | 0 | 0 | 0 | 0 | 0 | 0 | 0 | 0 | 0 | 0 | 0 | 0 | 0 | 0 | 0 | 0 | 0 | 0 | 0 | 0 | 0
0 | 0 |  |  |  | 0 | [11 empty] | 0 | 0 |  | 0 |  | 0 | [5 empty] | 0 |  | 0 |  | 0 |  | 0 |  | 0 |  | 0 |  | 0 |  | 0 |  |  | 0 | 0 | 0 |  |  | 0 | 0 | 0 | 0 | 0 | 0 | 0 | 0 | 0 | 0 | 0 | 0 | 0 | 0 | 0 | 0 | 0 | 0 | 0 | 0 | 0
0 | 0 |  |  |  | 0 | [11 empty] | 0 | 0 |  | 0 |  | 0 | [5 empty] | 0 |  | 0 |  | 0 |  | 0 |  | 0 |  | 0 |  | 0 |  | 0 |  |  | 0 | 0 | 0 |  |  | 0 | 0 | 0 | 0 | 0 | 0 | 0 | 0 | 0 | 0 | 0 | 0 | 0 | 0 | 0 | 0 | 0 | 0 | 0 | 0 | 0
0 | 0 |  |  |  | 0 | [11 empty] | 0 | 0 |  | 0 |  | 0 | [5 empty] | 0 |  | 0 |  | 0 |  | 0 |  | 0 |  | 0 |  | 0 |  | 0 |  |  | 0 | 0 | 0 |  |  | 0 | 0 | 0 | 0 | 0 | 0 | 0 | 0 | 0 | 0 | 0 | 0 | 0 | 0 | 0 | 0 | 0 | 0 | 0 | 0 | 0
0 | 0 |  |  |  | 0 | [11 empty] | 0 | 0 |  | 0 |  | 0 | [5 empty] | 0 |  | 0 |  | 0 |  | 0 |  | 0 |  | 0 |  | 0 |  | 0 |  |  | 0 | 0 | 0 |  |  | 0 | 0 | 0 | 0 | 0 | 0 | 0 | 0 | 0 | 0 | 0 | 0 | 0 | 0 | 0 | 0 | 0 | 0 | 0 | 0 | 0
0 | 0 |  |  |  | 0 | [11 empty] | 0 | 0 |  | 0 |  | 0 | [5 empty] | 0 |  | 0 |  | 0 |  | 0 |  | 0 |  | 0 |  | 0 |  | 0 |  |  | 0 | 0 | 0 |  |  | 0 | 0 | 0 | 0 | 0 | 0 | 0 | 0 | 0 | 0 | 0 | 0 | 0 | 0 | 0 | 0 | 0 | 0 | 0 | 0 | 0
0 | 0 |  |  |  | 0 | [11 empty] | 0 | 0 |  | 0 |  | 0 | [5 empty] | 0 |  | 0 |  | 0 |  | 0 |  | 0 |  | 0 |  | 0 |  | 0 |  |  | 0 | 0 | 0 |  |  | 0 | 0 | 0 | 0 | 0 | 0 | 0 | 0 | 0 | 0 | 0 | 0 | 0 | 0 | 0 | 0 | 0 | 0 | 0 | 0 | 0
0 | 0 |  |  |  | 0 | [11 empty] | 0 | 0 |  | 0 |  | 0 | [5 empty] | 0 |  | 0 |  | 0 |  | 0 |  | 0 |  | 0 |  | 0 |  | 0 |  |  | 0 | 0 | 0 |  |  | 0 | 0 | 0 | 0 | 0 | 0 | 0 | 0 | 0 | 0 | 0 | 0 | 0 | 0 | 0 | 0 | 0 | 0 | 0 | 0 | 0
0 | 0 |  |  |  | 0 | [11 empty] | 0 | 0 |  | 0 |  | 0 | [5 empty] | 0 |  | 0 |  | 0 |  | 0 |  | 0 |  | 0 |  | 0 |  | 0 |  |  | 0 | 0 | 0 |  |  | 0 | 0 | 0 | 0 | 0 | 0 | 0 | 0 | 0 | 0 | 0 | 0 | 0 | 0 | 0 | 0 | 0 | 0 | 0 | 0 | 0
0 | 0 |  |  |  | 0 | [11 empty] | 0 | 0 |  | 0 |  | 0 | [5 empty] | 0 |  | 0 |  | 0 |  | 0 |  | 0 |  | 0 |  | 0 |  | 0 |  |  | 0 | 0 | 0 |  |  | 0 | 0 | 0 | 0 | 0 | 0 | 0 | 0 | 0 | 0 | 0 | 0 | 0 | 0 | 0 | 0 | 0 | 0 | 0 | 0 | 0
0 | 0 |  |  |  | 0 | [11 empty] | 0 | 0 |  | 0 |  | 0 | [5 empty] | 0 |  | 0 |  | 0 |  | 0 |  | 0 |  | 0 |  | 0 |  | 0 |  |  | 0 | 0 | 0 |  |  | 0 | 0 | 0 | 0 | 0 | 0 | 0 | 0 | 0 | 0 | 0 | 0 | 0 | 0 | 0 | 0 | 0 | 0 | 0 | 0 | 0
0 | 0 |  |  |  | 0 | [11 empty] | 0 | 0 |  | 0 |  | 0 | [5 empty] | 0 |  | 0 |  | 0 |  | 0 |  | 0 |  | 0 |  | 0 |  | 0 |  |  | 0 | 0 | 0 |  |  | 0 | 0 | 0 | 0 | 0 | 0 | 0 | 0 | 0 | 0 | 0 | 0 | 0 | 0 | 0 | 0 | 0 | 0 | 0 | 0 | 0
0 | 0 |  |  |  | 0 | [11 empty] | 0 | 0 |  | 0 |  | 0 | [5 empty] | 0 |  | 0 |  | 0 |  | 0 |  | 0 |  | 0 |  | 0 |  | 0 |  |  | 0 | 0 | 0 |  |  | 0 | 0 | 0 | 0 | 0 | 0 | 0 | 0 | 0 | 0 | 0 | 0 | 0 | 0 | 0 | 0 | 0 | 0 | 0 | 0 | 0
0 | 0 |  |  |  | 0 | [11 empty] | 0 | 0 |  | 0 |  | 0 | [5 empty] | 0 |  | 0 |  | 0 |  | 0 |  | 0 |  | 0 |  | 0 |  | 0 |  |  | 0 | 0 | 0 |  |  | 0 | 0 | 0 | 0 | 0 | 0 | 0 | 0 | 0 | 0 | 0 | 0 | 0 | 0 | 0 | 0 | 0 | 0 | 0 | 0 | 0
0 | 0 |  |  |  | 0 | [11 empty] | 0 | 0 |  | 0 |  | 0 | [5 empty] | 0 |  | 0 |  | 0 |  | 0 |  | 0 |  | 0 |  | 0 |  | 0 |  |  | 0 | 0 | 0 |  |  | 0 | 0 | 0 | 0 | 0 | 0 | 0 | 0 | 0 | 0 | 0 | 0 | 0 | 0 | 0 | 0 | 0 | 0 | 0 | 0 | 0
0 | 0 |  |  |  | 0 | [11 empty] | 0 | 0 |  | 0 |  | 0 | [5 empty] | 0 |  | 0 |  | 0 |  | 0 |  | 0 |  | 0 |  | 0 |  | 0 |  |  | 0 | 0 | 0 |  |  | 0 | 0 | 0 | 0 | 0 | 0 | 0 | 0 | 0 | 0 | 0 | 0 | 0 | 0 | 0 | 0 | 0 | 0 | 0 | 0 | 0
0 | 0 |  |  |  | 0 | [11 empty] | 0 | 0 |  | 0 |  | 0 | [5 empty] | 0 |  | 0 |  | 0 |  | 0 |  | 0 |  | 0 |  | 0 |  | 0 |  |  | 0 | 0 | 0 |  |  | 0 | 0 | 0 | 0 | 0 | 0 | 0 | 0 | 0 | 0 | 0 | 0 | 0 | 0 | 0 | 0 | 0 | 0 | 0 | 0 | 0
0 | 0 |  |  |  | 0 | [11 empty] | 0 | 0 |  | 0 |  | 0 | [5 empty] | 0 |  | 0 |  | 0 |  | 0 |  | 0 |  | 0 |  | 0 |  | 0 |  |  | 0 | 0 | 0 |  |  | 0 | 0 | 0 | 0 | 0 | 0 | 0 | 0 | 0 | 0 | 0 | 0 | 0 | 0 | 0 | 0 | 0 | 0 | 0 | 0 | 0
0 | 0 |  |  |  | 0 | [11 empty] | 0 | 0 |  | 0 |  | 0 | [5 empty] | 0 |  | 0 |  | 0 |  | 0 |  | 0 |  | 0 |  | 0 |  | 0 |  |  | 0 | 0 | 0 |  |  | 0 | 0 | 0 | 0 | 0 | 0 | 0 | 0 | 0 | 0 | 0 | 0 | 0 | 0 | 0 | 0 | 0 | 0 | 0 | 0 | 0
0 | 0 |  |  |  | 0 | [11 empty] | 0 | 0 |  | 0 |  | 0 | [5 empty] | 0 |  | 0 |  | 0 |  | 0 |  | 0 |  | 0 |  | 0 |  | 0 |  |  | 0 | 0 | 0 |  |  | 0 | 0 | 0 | 0 | 0 | 0 | 0 | 0 | 0 | 0 | 0 | 0 | 0 | 0 | 0 | 0 | 0 | 0 | 0 | 0 | 0
0 | 0 |  |  |  | 0 | [11 empty] | 0 | 0 |  | 0 |  | 0 | [5 empty] | 0 |  | 0 |  | 0 |  | 0 |  | 0 |  | 0 |  | 0 |  | 0 |  |  | 0 | 0 | 0 |  |  | 0 | 0 | 0 | 0 | 0 | 0 | 0 | 0 | 0 | 0 | 0 | 0 | 0 | 0 | 0 | 0 | 0 | 0 | 0 | 0 | 0
0 | 0 |  |  |  | 0 | [11 empty] | 0 | 0 |  | 0 |  | 0 | [5 empty] | 0 |  | 0 |  | 0 |  | 0 |  | 0 |  | 0 |  | 0 |  | 0 |  |  | 0 | 0 | 0 |  |  | 0 | 0 | 0 | 0 | 0 | 0 | 0 | 0 | 0 | 0 | 0 | 0 | 0 | 0 | 0 | 0 | 0 | 0 | 0 | 0 | 0
0 | 0 |  |  |  | 0 | [11 empty] | 0 | 0 |  | 0 |  | 0 | [5 empty] | 0 |  | 0 |  | 0 |  | 0 |  | 0 |  | 0 |  | 0 |  | 0 |  |  | 0 | 0 | 0 |  |  | 0 | 0 | 0 | 0 | 0 | 0 | 0 | 0 | 0 | 0 | 0 | 0 | 0 | 0 | 0 | 0 | 0 | 0 | 0 | 0 | 0
0 | 0 |  |  |  | 0 | [11 empty] | 0 | 0 |  | 0 |  | 0 | [5 empty] | 0 |  | 0 |  | 0 |  | 0 |  | 0 |  | 0 |  | 0 |  | 0 |  |  | 0 | 0 | 0 |  |  | 0 | 0 | 0 | 0 | 0 | 0 | 0 | 0 | 0 | 0 | 0 | 0 | 0 | 0 | 0 | 0 | 0 | 0 | 0 | 0 | 0
0 | 0 |  |  |  | 0 | [11 empty] | 0 | 0 |  | 0 |  | 0 | [5 empty] | 0 |  | 0 |  | 0 |  | 0 |  | 0 |  | 0 |  | 0 |  | 0 |  |  | 0 | 0 | 0 |  |  | 0 | 0 | 0 | 0 | 0 | 0 | 0 | 0 | 0 | 0 | 0 | 0 | 0 | 0 | 0 | 0 | 0 | 0 | 0 | 0 | 0
0 | 0 |  |  |  | 0 | [11 empty] | 0 | 0 |  | 0 |  | 0 | [5 empty] | 0 |  | 0 |  | 0 |  | 0 |  | 0 |  | 0 |  | 0 |  | 0 |  |  | 0 | 0 | 0 |  |  | 0 | 0 | 0 | 0 | 0 | 0 | 0 | 0 | 0 | 0 | 0 | 0 | 0 | 0 | 0 | 0 | 0 | 0 | 0 | 0 | 0
0 | 0 |  |  |  | 0 | [11 empty] | 0 | 0 |  | 0 |  | 0 | [5 empty] | 0 |  | 0 |  | 0 |  | 0 |  | 0 |  | 0 |  | 0 |  | 0 |  |  | 0 | 0 | 0 |  |  | 0 | 0 | 0 | 0 | 0 | 0 | 0 | 0 | 0 | 0 | 0 | 0 | 0 | 0 | 0 | 0 | 0 | 0 | 0 | 0 | 0
0 | 0 |  |  |  | 0 | [11 empty] | 0 | 0 |  | 0 |  | 0 | [5 empty] | 0 |  | 0 |  | 0 |  | 0 |  | 0 |  | 0 |  | 0 |  | 0 |  |  | 0 | 0 | 0 |  |  | 0 | 0 | 0 | 0 | 0 | 0 | 0 | 0 | 0 | 0 | 0 | 0 | 0 | 0 | 0 | 0 | 0 | 0 | 0 | 0 | 0
0 | 0 |  |  |  | 0 | [11 empty] | 0 | 0 |  | 0 |  | 0 | [5 empty] | 0 |  | 0 |  | 0 |  | 0 |  | 0 |  | 0 |  | 0 |  | 0 |  |  | 0 | 0 | 0 |  |  | 0 | 0 | 0 | 0 | 0 | 0 | 0 | 0 | 0 | 0 | 0 | 0 | 0 | 0 | 0 | 0 | 0 | 0 | 0 | 0 | 0
0 | 0 |  |  |  | 0 | [11 empty] | 0 | 0 |  | 0 |  | 0 | [5 empty] | 0 |  | 0 |  | 0 |  | 0 |  | 0 |  | 0 |  | 0 |  | 0 |  |  | 0 | 0 | 0 |  |  | 0 | 0 | 0 | 0 | 0 | 0 | 0 | 0 | 0 | 0 | 0 | 0 | 0 | 0 | 0 | 0 | 0 | 0 | 0 | 0 | 0
0 | 0 |  |  |  | 0 | [11 empty] | 0 | 0 |  | 0 |  | 0 | [5 empty] | 0 |  | 0 |  | 0 |  | 0 |  | 0 |  | 0 |  | 0 |  | 0 |  |  | 0 | 0 | 0 |  |  | 0 | 0 | 0 | 0 | 0 | 0 | 0 | 0 | 0 | 0 | 0 | 0 | 0 | 0 | 0 | 0 | 0 | 0 | 0 | 0 | 0
0 | 0 |  |  |  | 0 | [11 empty] | 0 | 0 |  | 0 |  | 0 | [5 empty] | 0 |  | 0 |  | 0 |  | 0 |  | 0 |  | 0 |  | 0 |  | 0 |  |  | 0 | 0 | 0 |  |  | 0 | 0 | 0 | 0 | 0 | 0 | 0 | 0 | 0 | 0 | 0 | 0 | 0 | 0 | 0 | 0 | 0 | 0 | 0 | 0 | 0
0 | 0 |  |  |  | 0 | [11 empty] | 0 | 0 |  | 0 |  | 0 | [5 empty] | 0 |  | 0 |  | 0 |  | 0 |  | 0 |  | 0 |  | 0 |  | 0 |  |  | 0 | 0 | 0 |  |  | 0 | 0 | 0 | 0 | 0 | 0 | 0 | 0 | 0 | 0 | 0 | 0 | 0 | 0 | 0 | 0 | 0 | 0 | 0 | 0 | 0
0 | 0 |  |  |  | 0 | [11 empty] | 0 | 0 |  | 0 |  | 0 | [5 empty] | 0 |  | 0 |  | 0 |  | 0 |  | 0 |  | 0 |  | 0 |  | 0 |  |  | 0 | 0 | 0 |  |  | 0 | 0 | 0 | 0 | 0 | 0 | 0 | 0 | 0 | 0 | 0 | 0 | 0 | 0 | 0 | 0 | 0 | 0 | 0 | 0 | 0
0 | 0 |  |  |  | 0 | [11 empty] | 0 | 0 |  | 0 |  | 0 | [5 empty] | 0 |  | 0 |  | 0 |  | 0 |  | 0 |  | 0 |  | 0 |  | 0 |  |  | 0 | 0 | 0 |  |  | 0 | 0 | 0 | 0 | 0 | 0 | 0 | 0 | 0 | 0 | 0 | 0 | 0 | 0 | 0 | 0 | 0 | 0 | 0 | 0 | 0
0 | 0 |  |  |  | 0 | [11 empty] | 0 | 0 |  | 0 |  | 0 | [5 empty] | 0 |  | 0 |  | 0 |  | 0 |  | 0 |  | 0 |  | 0 |  | 0 |  |  | 0 | 0 | 0 |  |  | 0 | 0 | 0 | 0 | 0 | 0 | 0 | 0 | 0 | 0 | 0 | 0 | 0 | 0 | 0 | 0 | 0 | 0 | 0 | 0 | 0
0 | 0 |  |  |  | 0 | [11 empty] | 0 | 0 |  | 0 |  | 0 | [5 empty] | 0 |  | 0 |  | 0 |  | 0 |  | 0 |  | 0 |  | 0 |  | 0 |  |  | 0 | 0 | 0 |  |  | 0 | 0 | 0 | 0 | 0 | 0 | 0 | 0 | 0 | 0 | 0 | 0 | 0 | 0 | 0 | 0 | 0 | 0 | 0 | 0 | 0
0 | 0 |  |  |  | 0 | [11 empty] | 0 | 0 |  | 0 |  | 0 | [5 empty] | 0 |  | 0 |  | 0 |  | 0 |  | 0 |  | 0 |  | 0 |  | 0 |  |  | 0 | 0 | 0 |  |  | 0 | 0 | 0 | 0 | 0 | 0 | 0 | 0 | 0 | 0 | 0 | 0 | 0 | 0 | 0 | 0 | 0 | 0 | 0 | 0 | 0
0 | 0 |  |  |  | 0 | [11 empty] | 0 | 0 |  | 0 |  | 0 | [5 empty] | 0 |  | 0 |  | 0 |  | 0 |  | 0 |  | 0 |  | 0 |  | 0 |  |  | 0 | 0 | 0 |  |  | 0 | 0 | 0 | 0 | 0 | 0 | 0 | 0 | 0 | 0 | 0 | 0 | 0 | 0 | 0 | 0 | 0 | 0 | 0 | 0 | 0
0 | 0 |  |  |  | 0 | [11 empty] | 0 | 0 |  | 0 |  | 0 | [5 empty] | 0 |  | 0 |  | 0 |  | 0 |  | 0 |  | 0 |  | 0 |  | 0 |  |  | 0 | 0 | 0 |  |  | 0 | 0 | 0 | 0 | 0 | 0 | 0 | 0 | 0 | 0 | 0 | 0 | 0 | 0 | 0 | 0 | 0 | 0 | 0 | 0 | 0
0 | 0 |  |  |  | 0 | [11 empty] | 0 | 0 |  | 0 |  | 0 | [5 empty] | 0 |  | 0 |  | 0 |  | 0 |  | 0 |  | 0 |  | 0 |  | 0 |  |  | 0 | 0 | 0 |  |  | 0 | 0 | 0 | 0 | 0 | 0 | 0 | 0 | 0 | 0 | 0 | 0 | 0 | 0 | 0 | 0 | 0 | 0 | 0 | 0 | 0
0 | 0 |  |  |  | 0 | [11 empty] | 0 | 0 |  | 0 |  | 0 | [5 empty] | 0 |  | 0 |  | 0 |  | 0 |  | 0 |  | 0 |  | 0 |  | 0 |  |  | 0 | 0 | 0 |  |  | 0 | 0 | 0 | 0 | 0 | 0 | 0 | 0 | 0 | 0 | 0 | 0 | 0 | 0 | 0 | 0 | 0 | 0 | 0 | 0 | 0
0 | 0 |  |  |  | 0 | [11 empty] | 0 | 0 |  | 0 |  | 0 | [5 empty] | 0 |  | 0 |  | 0 |  | 0 |  | 0 |  | 0 |  | 0 |  | 0 |  |  | 0 | 0 | 0 |  |  | 0 | 0 | 0 | 0 | 0 | 0 | 0 | 0 | 0 | 0 | 0 | 0 | 0 | 0 | 0 | 0 | 0 | 0 | 0 | 0 | 0
0 | 0 |  |  |  | 0 | [11 empty] | 0 | 0 |  | 0 |  | 0 | [5 empty] | 0 |  | 0 |  | 0 |  | 0 |  | 0 |  | 0 |  | 0 |  | 0 |  |  | 0 | 0 | 0 |  |  | 0 | 0 | 0 | 0 | 0 | 0 | 0 | 0 | 0 | 0 | 0 | 0 | 0 | 0 | 0 | 0 | 0 | 0 | 0 | 0 | 0
0 | 0 |  |  |  | 0 | [11 empty] | 0 | 0 |  | 0 |  | 0 | [5 empty] | 0 |  | 0 |  | 0 |  | 0 |  | 0 |  | 0 |  | 0 |  | 0 |  |  | 0 | 0 | 0 |  |  | 0 | 0 | 0 | 0 | 0 | 0 | 0 | 0 | 0 | 0 | 0 | 0 | 0 | 0 | 0 | 0 | 0 | 0 | 0 | 0 | 0
0 | 0 |  |  |  | 0 | [11 empty] | 0 | 0 |  | 0 |  | 0 | [5 empty] | 0 |  | 0 |  | 0 |  | 0 |  | 0 |  | 0 |  | 0 |  | 0 |  |  | 0 | 0 | 0 |  |  | 0 | 0 | 0 | 0 | 0 | 0 | 0 | 0 | 0 | 0 | 0 | 0 | 0 | 0 | 0 | 0 | 0 | 0 | 0 | 0 | 0
0 | 0 |  |  |  | 0 | [11 empty] | 0 | 0 |  | 0 |  | 0 | [5 empty] | 0 |  | 0 |  | 0 |  | 0 |  | 0 |  | 0 |  | 0 |  | 0 |  |  | 0 | 0 | 0 |  |  | 0 | 0 | 0 | 0 | 0 | 0 | 0 | 0 | 0 | 0 | 0 | 0 | 0 | 0 | 0 | 0 | 0 | 0 | 0 | 0 | 0
0 | 0 |  |  |  | 0 | [11 empty] | 0 | 0 |  | 0 |  | 0 | [5 empty] | 0 |  | 0 |  | 0 |  | 0 |  | 0 |  | 0 |  | 0 |  | 0 |  |  | 0 | 0 | 0 |  |  | 0 | 0 | 0 | 0 | 0 | 0 | 0 | 0 | 0 | 0 | 0 | 0 | 0 | 0 | 0 | 0 | 0 | 0 | 0 | 0 | 0
0 | 0 |  |  |  | 0 | [11 empty] | 0 | 0 |  | 0 |  | 0 | [5 empty] | 0 |  | 0 |  | 0 |  | 0 |  | 0 |  | 0 |  | 0 |  | 0 |  |  | 0 | 0 | 0 |  |  | 0 | 0 | 0 | 0 | 0 | 0 | 0 | 0 | 0 | 0 | 0 | 0 | 0 | 0 | 0 | 0 | 0 | 0 | 0 | 0 | 0
0 | 0 |  |  |  | 0 | [11 empty] | 0 | 0 |  | 0 |  | 0 | [5 empty] | 0 |  | 0 |  | 0 |  | 0 |  | 0 |  | 0 |  | 0 |  | 0 |  |  | 0 | 0 | 0 |  |  | 0 | 0 | 0 | 0 | 0 | 0 | 0 | 0 | 0 | 0 | 0 | 0 | 0 | 0 | 0 | 0 | 0 | 0 | 0 | 0 | 0
0 | 0 |  |  |  | 0 | [11 empty] | 0 | 0 |  | 0 |  | 0 | [5 empty] | 0 |  | 0 |  | 0 |  | 0 |  | 0 |  | 0 |  | 0 |  | 0 |  |  | 0 | 0 | 0 |  |  | 0 | 0 | 0 | 0 | 0 | 0 | 0 | 0 | 0 | 0 | 0 | 0 | 0 | 0 | 0 | 0 | 0 | 0 | 0 | 0 | 0
0 | 0 |  |  |  | 0 | [11 empty] | 0 | 0 |  | 0 |  | 0 | [5 empty] | 0 |  | 0 |  | 0 |  | 0 |  | 0 |  | 0 |  | 0 |  | 0 |  |  | 0 | 0 | 0 |  |  | 0 | 0 | 0 | 0 | 0 | 0 | 0 | 0 | 0 | 0 | 0 | 0 | 0 | 0 | 0 | 0 | 0 | 0 | 0 | 0 | 0
0 | 0 |  |  |  | 0 | [11 empty] | 0 | 0 |  | 0 |  | 0 | [5 empty] | 0 |  | 0 |  | 0 |  | 0 |  | 0 |  | 0 |  | 0 |  | 0 |  |  | 0 | 0 | 0 |  |  | 0 | 0 | 0 | 0 | 0 | 0 | 0 | 0 | 0 | 0 | 0 | 0 | 0 | 0 | 0 | 0 | 0 | 0 | 0 | 0 | 0
0 | 0 |  |  |  | 0 | [11 empty] | 0 | 0 |  | 0 |  | 0 | [5 empty] | 0 |  | 0 |  | 0 |  | 0 |  | 0 |  | 0 |  | 0 |  | 0 |  |  | 0 | 0 | 0 |  |  | 0 | 0 | 0 | 0 | 0 | 0 | 0 | 0 | 0 | 0 | 0 | 0 | 0 | 0 | 0 | 0 | 0 | 0 | 0 | 0 | 0
0 | 0 |  |  |  | 0 | [11 empty] | 0 | 0 |  | 0 |  | 0 | [5 empty] | 0 |  | 0 |  | 0 |  | 0 |  | 0 |  | 0 |  | 0 |  | 0 |  |  | 0 | 0 | 0 |  |  | 0 | 0 | 0 | 0 | 0 | 0 | 0 | 0 | 0 | 0 | 0 | 0 | 0 | 0 | 0 | 0 | 0 | 0 | 0 | 0 | 0
0 | 0 |  |  |  | 0 | [11 empty] | 0 | 0 |  | 0 |  | 0 | [5 empty] | 0 |  | 0 |  | 0 |  | 0 |  | 0 |  | 0 |  | 0 |  | 0 |  |  | 0 | 0 | 0 |  |  | 0 | 0 | 0 | 0 | 0 | 0 | 0 | 0 | 0 | 0 | 0 | 0 | 0 | 0 | 0 | 0 | 0 | 0 | 0 | 0 | 0
0 | 0 |  |  |  | 0 | [11 empty] | 0 | 0 |  | 0 |  | 0 | [5 empty] | 0 |  | 0 |  | 0 |  | 0 |  | 0 |  | 0 |  | 0 |  | 0 |  |  | 0 | 0 | 0 |  |  | 0 | 0 | 0 | 0 | 0 | 0 | 0 | 0 | 0 | 0 | 0 | 0 | 0 | 0 | 0 | 0 | 0 | 0 | 0 | 0 | 0
0 | 0 |  |  |  | 0 | [11 empty] | 0 | 0 |  | 0 |  | 0 | [5 empty] | 0 |  | 0 |  | 0 |  | 0 |  | 0 |  | 0 |  | 0 |  | 0 |  |  | 0 | 0 | 0 |  |  | 0 | 0 | 0 | 0 | 0 | 0 | 0 | 0 | 0 | 0 | 0 | 0 | 0 | 0 | 0 | 0 | 0 | 0 | 0 | 0 | 0
0 | 0 |  |  |  | 0 | [11 empty] | 0 | 0 |  | 0 |  | 0 | [5 empty] | 0 |  | 0 |  | 0 |  | 0 |  | 0 |  | 0 |  | 0 |  | 0 |  |  | 0 | 0 | 0 |  |  | 0 | 0 | 0 | 0 | 0 | 0 | 0 | 0 | 0 | 0 | 0 | 0 | 0 | 0 | 0 | 0 | 0 | 0 | 0 | 0 | 0
0 | 0 |  |  |  | 0 | [11 empty] | 0 | 0 |  | 0 |  | 0 | [5 empty] | 0 |  | 0 |  | 0 |  | 0 |  | 0 |  | 0 |  | 0 |  | 0 |  |  | 0 | 0 | 0 |  |  | 0 | 0 | 0 | 0 | 0 | 0 | 0 | 0 | 0 | 0 | 0 | 0 | 0 | 0 | 0 | 0 | 0 | 0 | 0 | 0 | 0
0 | 0 |  |  |  | 0 | [11 empty] | 0 | 0 |  | 0 |  | 0 | [5 empty] | 0 |  | 0 |  | 0 |  | 0 |  | 0 |  | 0 |  | 0 |  | 0 |  |  | 0 | 0 | 0 |  |  | 0 | 0 | 0 | 0 | 0 | 0 | 0 | 0 | 0 | 0 | 0 | 0 | 0 | 0 | 0 | 0 | 0 | 0 | 0 | 0 | 0
0 | 0 |  |  |  | 0 | [11 empty] | 0 | 0 |  | 0 |  | 0 | [5 empty] | 0 |  | 0 |  | 0 |  | 0 |  | 0 |  | 0 |  | 0 |  | 0 |  |  | 0 | 0 | 0 |  |  | 0 | 0 | 0 | 0 | 0 | 0 | 0 | 0 | 0 | 0 | 0 | 0 | 0 | 0 | 0 | 0 | 0 | 0 | 0 | 0 | 0
0 | 0 |  |  |  | 0 | [11 empty] | 0 | 0 |  | 0 |  | 0 | [5 empty] | 0 |  | 0 |  | 0 |  | 0 |  | 0 |  | 0 |  | 0 |  | 0 |  |  | 0 | 0 | 0 |  |  | 0 | 0 | 0 | 0 | 0 | 0 | 0 | 0 | 0 | 0 | 0 | 0 | 0 | 0 | 0 | 0 | 0 | 0 | 0 | 0 | 0
0 | 0 |  |  |  | 0 | [11 empty] | 0 | 0 |  | 0 |  | 0 | [5 empty] | 0 |  | 0 |  | 0 |  | 0 |  | 0 |  | 0 |  | 0 |  | 0 |  |  | 0 | 0 | 0 |  |  | 0 | 0 | 0 | 0 | 0 | 0 | 0 | 0 | 0 | 0 | 0 | 0 | 0 | 0 | 0 | 0 | 0 | 0 | 0 | 0 | 0
0 | 0 |  |  |  | 0 | [11 empty] | 0 | 0 |  | 0 |  | 0 | [5 empty] | 0 |  | 0 |  | 0 |  | 0 |  | 0 |  | 0 |  | 0 |  | 0 |  |  | 0 | 0 | 0 |  |  | 0 | 0 | 0 | 0 | 0 | 0 | 0 | 0 | 0 | 0 | 0 | 0 | 0 | 0 | 0 | 0 | 0 | 0 | 0 | 0 | 0
0
[6 empty] | END |  | Total Price for Schedule 2 | [9 empty] | 0 |  | 0 |  | 0 | Baht |  | Baht |  | Baht |  | Baht |  | Baht |  |  | 0 | Baht |  | Baht |  | Baht |  | Baht |  |  |  |  | Baht | Baht |  |  | Baht | Baht | Baht | Baht | Baht | Baht | Baht | Baht | Baht | Baht | Baht | Baht | Baht | Baht | Baht | Baht | Baht | Baht | Baht | Baht | Baht | bar: 79 to 81
[18 empty] | 0 |  | 0 |  | 0 | [5 empty] | 0 |  | 0 |  | 0 |  | 0 |  | 0 |  | 0 |  | 0 |  | 0 |  |  |  | 0 | 0 |  |  | 0 | 0 | 0 | 0 | 0 | 0 | 0 | 0 | 0 | 0 | 0 | 0 | 0 | 0 | 0 | 0 | 0 | 0 | 0 | 0 | 0 | bar: 79 to 81
[18 empty] | 0 |  | 0 |  | 0 | [11 empty] | 0 | bar: 79 to 81
[18 empty] | 0 |  | 0 |  | 0 | [11 empty] | 0 | bar: 79 to 81
[18 empty] | 0 |  | 0 |  | 0 | [11 empty] | 0
[18 empty] | 0 |  | 0 |  | 0 | [11 empty] | 0
[18 empty] | 0 |  | 0 |  | 0 | [11 empty] | 0
[18 empty] | 0 |  | 0 |  | 0 | [11 empty] | 0
000000000000000000000000000000000000000
0000000000000000000000000000000000000000
000000000000000000000
[8 empty] | 0 | 0 |  |  |  |  | 0000000000000000000000000000000000000000000000000000000000000000000000000000000000000000000000000000
[8 empty] | 0 | 0
[8 empty] | 0 | 0
[8 empty] | 0 | 0
[8 empty] | 0 | 0
[8 empty] | 0 | 0
[8 empty] | 0 | 0
[8 empty] | 0 | 0
[8 empty] | 0 | 0
[8 empty] | 0 | 0
[8 empty] | 0 | 0
[8 empty] | 0 | 0
[8 empty] | 0 | 0
[8 empty] | 0 | 0
[8 empty] | 0 | 0
[8 empty] | 0 | 0
[8 empty] | 0 | 0
[8 empty] | 0 | 0
[8 empty] | 0 | 0
[8 empty] | 0 | 0
[8 empty] | 0 | 0
[8 empty] | 0 | 0
[8 empty] | 0 | 0
[8 empty] | 0 | 0
[8 empty] | 0 | 0
[8 empty] | 0 | 0
[8 empty] | 0 | 0
[8 empty] | 0 | 0
[8 empty] | 0 | 0
[8 empty] | 0 | 0
[8 empty] | 0 | 0
[8 empty] | 0 | 0
[8 empty] | 0 | 0
[8 empty] | 0 | 0
[8 empty] | 0 | 0
[8 empty] | 0 | 0
[8 empty] | 0 | 0
[8 empty] | 0 | 0
[8 empty] | 0 | 0
[8 empty] | 0 | 0
[8 empty] | 0 | 0
[8 empty] | 0 | 0
[8 empty] | 0 | 0
[8 empty] | 0 | 0
[8 empty] | 0 | 0
[8 empty] | 0 | 0
[8 empty] | 0 | 0
[8 empty] | 0 | 0
[8 empty] | 0 | 0
[8 empty] | 0 | 0
[8 empty] | 0 | 0
[8 empty] | 0 | 0
[8 empty] | 0 | 0
[8 empty] | 0 | 0
[8 empty] | 0 | 0
[8 empty] | 0 | 0
[8 empty] | 0 | 0
[8 empty] | 0 | 0
[8 empty] | 0 | 0
[8 empty] | 0 | 0
[8 empty] | 0 | 0
[8 empty] | 0 | 0
[8 empty] | 0 | 0
[8 empty] | 0 | 0
[8 empty] | 0 | 0
[8 empty] | 0 | 0
[8 empty] | 0 | 0
[8 empty] | 0 | 0
[8 empty] | 0 | 0
[8 empty] | 0 | 0
[8 empty] | 0 | 0
[8 empty] | 0 | 0
[8 empty] | 0 | 0
[8 empty] | 0 | 0
[8 empty] | 0 | 0
[8 empty] | 0 | 0
[8 empty] | 0 | 0
[8 empty] | 0 | 0
[8 empty] | 0 | 0
[8 empty] | 0 | 0
[8 empty] | 0 | 0
[8 empty] | 0 | 0
[8 empty] | 0 | 0
[8 empty] | 0 | 0
[8 empty] | 0 | 0
[8 empty] | 0 | 0
[8 empty] | 0 | 0
[8 empty] | 0 | 0
[8 empty] | 0 | 0
[8 empty] | 0 | 0
[8 empty] | 0 | 0
[8 empty] | 0 | 0
[8 empty] | 0 | 0
[8 empty] | 0 | 0
[8 empty] | 0 | 0
[8 empty] | 0 | 0
[8 empty] | 0 | 0
[8 empty] | 0 | 0
[8 empty] | 0 | 0
[8 empty] | 0 | 0

## Sch 2 old (hidden)
INVITATION TO BID NO. VKS1-SWG-01
Schedule 2 :
[77 empty] | 79 | 80 | 81 | 82 | 83 | 84 | 85 | 86 | 87 | 88 | 89 | 90 | 91 | 92 | 93 | 94 | 95 | 96 | 97 | 98 | 99 | 100 | 101 | 102 | 103 | 104 | 105 | 106 | 107 | 108 | 109 | 110 | 111 | 112 | 113 | 114 | 115 | 116 | 117 | 118 | 119 | 120 | 121 | 122 | 123 | 124 | 125 | 126 | 127 | 128
[8 empty] | SUPPLY OF 115 KV COMPACT SWITCHGEAR | [62 empty] | 72 | 73 | 75 | 76 | 77 | 78 | 82: Breakdown per Item :
[8 empty] | TRANSMISSION SYSTEM FOR HYDRO-FLOATING SOLAR HYBRID PROJECT VAJIRALONGKORN DAM UNIT 1 | [68 empty] | 82: Schedule :
System :
Job No. | Substation | Delivery Required by EGAT |  |  |  | Material group | Code No. | Item No. | Description | Short Description | Drawing No. / Reference No. | Qty. | Unit | Currency | Supply of Equipment |  |  |  | Supply of Equipment |  | Supply of Equipment |  | Supply of Equipment |  |  |  | Supply of Equipment |  | Supply of Equipment |  | Supply of Equipment |  | Foreign Currency |  | Local Currency |  | Local Transportation |  | Local Transportation, Construction and Installation |  | Purchase Price Offered for Dismantled Equipment |  | Plant |  | UOM | [25 empty] | Irrelevant | Incoterm | Account Assignment | Cost Object | Fund Center |  | 105: CFR Thai Port; 107: CIF Thai Port; 109: DDP EGAT 's Store; 111: Local Transportation; 113: Custom Clearance; 115: DDP EGAT 's Store; 117: Ex-works Price; 119: Local Transportation; 121: Foreign Currency; 123: Local Currency; 125: Local Transportation to EGAT 's Store; 127: Local Transportation, Construction and Installation | Long Description | Short Description
|  | (with in months after receipt of the notification of award) | [12 empty] | Foreign Supply |  |  |  | Foreign Supply |  | Foreign Supply |  | Foreign Supply | [5 empty] | Local Supply |  | Local Supply | [16 empty] | Preference | % Import Duty | Preference | CFR Price | CIF Price | Foreign Currency | Ex-works Price | Local Currency | Local Transportation | Local Transportation, | Marine Insurance Price | Customs Clearance | Import Duty Price | VAT for Imported Equipment | VAT for Import Duty | VAT for | VAT for Ex-works Price | VAT for | VAT for | VAT for Transportation, Construction and Installation | Foreign | Local | Evaluation Price | [6 empty] | 115: ( excluding VAT ); 117: ( excluding VAT )
[5 empty] | Completion Date | [9 empty] | FOB Vessel | Cost of | CFR Thai Port |  | CIF Thai Port |  | DDP EGAT 's Store |  | Local Transportation |  | Custom Clearance |  | DDP EGAT 's Store |  | Ex-works Price |  | Local Transportation | [12 empty] | Breakdown tab |  | Proposed Price | Evaluation Price | Status | [7 empty] | to EGAT 's Store | Construction and | [5 empty] | Foreign Currency |  | Local Currency | Local Transportation |  | Price Adjustment | Price Adjustment | [7 empty] | 104: Incoterm; 105: CFR; 107: CIF; 109: DDP; 111: ZTF; 113: ZCC; 115: DDP; 117: EXW; 119: ZTL; 125: ZTT; 127: ZCN
|  | CFR Thai Port | DDP or EGAT's Store | Ex-works | [11 empty] | Transportation | [10 empty] | ( excluding VAT ) |  | ( excluding VAT ) |  | ( excluding VAT ) |  |  |  | ( excluding VAT ) |  | ( excluding VAT ) |  | ( excluding VAT ) |  | ( including VAT ) | [15 empty] | Installation | [%Insure(110%(CFR))] | [%Custom(CIF)] | [%Import Duty(CIF)] | [ %VAT(CFR/CIF) ] | [ %VAT( Import Duty) ] | [ %VAT(Foreign Currency) ] | [ %VAT(Ex-works Price) ] | [ %VAT(Local Currency) ] | to EGAT 's Store | [10 empty] | 104: Material group; 111: SV-TRN-MT; 113: SV-CTM; 119: SV-TRN-MT; 125: SV-TRN-MT; 127: SV-CVL
[16 empty] | to Thai Port | [6 empty] | Baht |  | Baht |  | Baht |  | Baht |  | Baht |  |  |  | Baht |  | Baht |  | Baht |  | Baht |  |  |  |  | Baht | Baht |  |  | Baht | Baht | Baht | Baht | Baht | Baht | Baht | Baht | Baht | Baht | Baht | Baht | Baht | Baht | Baht | Baht | Baht | Baht | Baht | Baht | Baht
|  | (month) | (month) | (month) | (month) | [9 empty] | Unit Price | Unit Price | Unit Price | Amount | Unit Price | Amount | Unit Price | Amount | Unit Price | Amount | Unit Price | Amount | Unit Price | Amount | Unit Price | Amount | Unit Price | Amount | Unit Price | Amount | Unit Price | Amount | Unit Price | Amount | Unit Price | Amount | Unit Price | Amount | [5 empty] | (Y/N) | (IPDTY) | (PRF) | (CFR) | (CIF) | (FC) | (EW) | (LC) | (LT) | (TCI) | (MI) | (CC) | ( IDP) | (VATIE) | (VATID) | (VATFC) | (VATEW) | (VATLC) | (VATLT) | (VATTCI) | (FPA) | (LPA) | (EVAPR)
0 | 0 |  |  |  | 0 | [11 empty] | 0 | 0 |  | 0 |  | 0 | [5 empty] | 0 |  | 0 |  | 0 |  | 0 |  | 0 |  | 0 |  | 0 |  | 0 |  |  | 0 | 0 | 0 |  |  | 0 | 0 | 0 | 0 | 0 | 0 | 0 | 0 | 0 | 0 | 0 | 0 | 0 | 0 | 0 | 0 | 0 | 0 | 0 | 0 | 0
0 | 0 |  |  |  | 0 | [11 empty] | 0 | 0 |  | 0 |  | 0 | [5 empty] | 0 |  | 0 |  | 0 |  | 0 |  | 0 |  | 0 |  | 0 |  | 0 |  |  | 0 | 0 | 0 |  |  | 0 | 0 | 0 | 0 | 0 | 0 | 0 | 0 | 0 | 0 | 0 | 0 | 0 | 0 | 0 | 0 | 0 | 0 | 0 | 0 | 0
0 | 0 |  |  |  | 0 | [11 empty] | 0 | 0 |  | 0 |  | 0 | [5 empty] | 0 |  | 0 |  | 0 |  | 0 |  | 0 |  | 0 |  | 0 |  | 0 |  |  | 0 | 0 | 0 |  |  | 0 | 0 | 0 | 0 | 0 | 0 | 0 | 0 | 0 | 0 | 0 | 0 | 0 | 0 | 0 | 0 | 0 | 0 | 0 | 0 | 0
0 | 0 |  |  |  | 0 | [11 empty] | 0 | 0 |  | 0 |  | 0 | [5 empty] | 0 |  | 0 |  | 0 |  | 0 |  | 0 |  | 0 |  | 0 |  | 0 |  |  | 0 | 0 | 0 |  |  | 0 | 0 | 0 | 0 | 0 | 0 | 0 | 0 | 0 | 0 | 0 | 0 | 0 | 0 | 0 | 0 | 0 | 0 | 0 | 0 | 0
0 | 0 |  |  |  | 0 | [11 empty] | 0 | 0 |  | 0 |  | 0 | [5 empty] | 0 |  | 0 |  | 0 |  | 0 |  | 0 |  | 0 |  | 0 |  | 0 |  |  | 0 | 0 | 0 |  |  | 0 | 0 | 0 | 0 | 0 | 0 | 0 | 0 | 0 | 0 | 0 | 0 | 0 | 0 | 0 | 0 | 0 | 0 | 0 | 0 | 0
0 | 0 |  |  |  | 0 | [11 empty] | 0 | 0 |  | 0 |  | 0 | [5 empty] | 0 |  | 0 |  | 0 |  | 0 |  | 0 |  | 0 |  | 0 |  | 0 |  |  | 0 | 0 | 0 |  |  | 0 | 0 | 0 | 0 | 0 | 0 | 0 | 0 | 0 | 0 | 0 | 0 | 0 | 0 | 0 | 0 | 0 | 0 | 0 | 0 | 0
0 | 0 |  |  |  | 0 | [11 empty] | 0 | 0 |  | 0 |  | 0 | [5 empty] | 0 |  | 0 |  | 0 |  | 0 |  | 0 |  | 0 |  | 0 |  | 0 |  |  | 0 | 0 | 0 |  |  | 0 | 0 | 0 | 0 | 0 | 0 | 0 | 0 | 0 | 0 | 0 | 0 | 0 | 0 | 0 | 0 | 0 | 0 | 0 | 0 | 0
0 | 0 |  |  |  | 0 | [11 empty] | 0 | 0 |  | 0 |  | 0 | [5 empty] | 0 |  | 0 |  | 0 |  | 0 |  | 0 |  | 0 |  | 0 |  | 0 |  |  | 0 | 0 | 0 |  |  | 0 | 0 | 0 | 0 | 0 | 0 | 0 | 0 | 0 | 0 | 0 | 0 | 0 | 0 | 0 | 0 | 0 | 0 | 0 | 0 | 0
0 | 0 |  |  |  | 0 | [11 empty] | 0 | 0 |  | 0 |  | 0 | [5 empty] | 0 |  | 0 |  | 0 |  | 0 |  | 0 |  | 0 |  | 0 |  | 0 |  |  | 0 | 0 | 0 |  |  | 0 | 0 | 0 | 0 | 0 | 0 | 0 | 0 | 0 | 0 | 0 | 0 | 0 | 0 | 0 | 0 | 0 | 0 | 0 | 0 | 0
0 | 0 |  |  |  | 0 | [11 empty] | 0 | 0 |  | 0 |  | 0 | [5 empty] | 0 |  | 0 |  | 0 |  | 0 |  | 0 |  | 0 |  | 0 |  | 0 |  |  | 0 | 0 | 0 |  |  | 0 | 0 | 0 | 0 | 0 | 0 | 0 | 0 | 0 | 0 | 0 | 0 | 0 | 0 | 0 | 0 | 0 | 0 | 0 | 0 | 0
0 | 0 |  |  |  | 0 | [11 empty] | 0 | 0 |  | 0 |  | 0 | [5 empty] | 0 |  | 0 |  | 0 |  | 0 |  | 0 |  | 0 |  | 0 |  | 0 |  |  | 0 | 0 | 0 |  |  | 0 | 0 | 0 | 0 | 0 | 0 | 0 | 0 | 0 | 0 | 0 | 0 | 0 | 0 | 0 | 0 | 0 | 0 | 0 | 0 | 0
0 | 0 |  |  |  | 0 | [11 empty] | 0 | 0 |  | 0 |  | 0 | [5 empty] | 0 |  | 0 |  | 0 |  | 0 |  | 0 |  | 0 |  | 0 |  | 0 |  |  | 0 | 0 | 0 |  |  | 0 | 0 | 0 | 0 | 0 | 0 | 0 | 0 | 0 | 0 | 0 | 0 | 0 | 0 | 0 | 0 | 0 | 0 | 0 | 0 | 0
0 | 0 |  |  |  | 0 | [11 empty] | 0 | 0 |  | 0 |  | 0 | [5 empty] | 0 |  | 0 |  | 0 |  | 0 |  | 0 |  | 0 |  | 0 |  | 0 |  |  | 0 | 0 | 0 |  |  | 0 | 0 | 0 | 0 | 0 | 0 | 0 | 0 | 0 | 0 | 0 | 0 | 0 | 0 | 0 | 0 | 0 | 0 | 0 | 0 | 0
0 | 0 |  |  |  | 0 | [11 empty] | 0 | 0 |  | 0 |  | 0 | [5 empty] | 0 |  | 0 |  | 0 |  | 0 |  | 0 |  | 0 |  | 0 |  | 0 |  |  | 0 | 0 | 0 |  |  | 0 | 0 | 0 | 0 | 0 | 0 | 0 | 0 | 0 | 0 | 0 | 0 | 0 | 0 | 0 | 0 | 0 | 0 | 0 | 0 | 0
0 | 0 |  |  |  | 0 | [11 empty] | 0 | 0 |  | 0 |  | 0 | [5 empty] | 0 |  | 0 |  | 0 |  | 0 |  | 0 |  | 0 |  | 0 |  | 0 |  |  | 0 | 0 | 0 |  |  | 0 | 0 | 0 | 0 | 0 | 0 | 0 | 0 | 0 | 0 | 0 | 0 | 0 | 0 | 0 | 0 | 0 | 0 | 0 | 0 | 0
0 | 0 |  |  |  | 0 | [11 empty] | 0 | 0 |  | 0 |  | 0 | [5 empty] | 0 |  | 0 |  | 0 |  | 0 |  | 0 |  | 0 |  | 0 |  | 0 |  |  | 0 | 0 | 0 |  |  | 0 | 0 | 0 | 0 | 0 | 0 | 0 | 0 | 0 | 0 | 0 | 0 | 0 | 0 | 0 | 0 | 0 | 0 | 0 | 0 | 0
0 | 0 |  |  |  | 0 | [11 empty] | 0 | 0 |  | 0 |  | 0 | [5 empty] | 0 |  | 0 |  | 0 |  | 0 |  | 0 |  | 0 |  | 0 |  | 0 |  |  | 0 | 0 | 0 |  |  | 0 | 0 | 0 | 0 | 0 | 0 | 0 | 0 | 0 | 0 | 0 | 0 | 0 | 0 | 0 | 0 | 0 | 0 | 0 | 0 | 0
0 | 0 |  |  |  | 0 | [11 empty] | 0 | 0 |  | 0 |  | 0 | [5 empty] | 0 |  | 0 |  | 0 |  | 0 |  | 0 |  | 0 |  | 0 |  | 0 |  |  | 0 | 0 | 0 |  |  | 0 | 0 | 0 | 0 | 0 | 0 | 0 | 0 | 0 | 0 | 0 | 0 | 0 | 0 | 0 | 0 | 0 | 0 | 0 | 0 | 0
0 | 0 |  |  |  | 0 | [11 empty] | 0 | 0 |  | 0 |  | 0 | [5 empty] | 0 |  | 0 |  | 0 |  | 0 |  | 0 |  | 0 |  | 0 |  | 0 |  |  | 0 | 0 | 0 |  |  | 0 | 0 | 0 | 0 | 0 | 0 | 0 | 0 | 0 | 0 | 0 | 0 | 0 | 0 | 0 | 0 | 0 | 0 | 0 | 0 | 0
0 | 0 |  |  |  | 0 | [11 empty] | 0 | 0 |  | 0 |  | 0 | [5 empty] | 0 |  | 0 |  | 0 |  | 0 |  | 0 |  | 0 |  | 0 |  | 0 |  |  | 0 | 0 | 0 |  |  | 0 | 0 | 0 | 0 | 0 | 0 | 0 | 0 | 0 | 0 | 0 | 0 | 0 | 0 | 0 | 0 | 0 | 0 | 0 | 0 | 0
0 | 0 |  |  |  | 0 | [11 empty] | 0 | 0 |  | 0 |  | 0 | [5 empty] | 0 |  | 0 |  | 0 |  | 0 |  | 0 |  | 0 |  | 0 |  | 0 |  |  | 0 | 0 | 0 |  |  | 0 | 0 | 0 | 0 | 0 | 0 | 0 | 0 | 0 | 0 | 0 | 0 | 0 | 0 | 0 | 0 | 0 | 0 | 0 | 0 | 0
0 | 0 |  |  |  | 0 | [11 empty] | 0 | 0 |  | 0 |  | 0 | [5 empty] | 0 |  | 0 |  | 0 |  | 0 |  | 0 |  | 0 |  | 0 |  | 0 |  |  | 0 | 0 | 0 |  |  | 0 | 0 | 0 | 0 | 0 | 0 | 0 | 0 | 0 | 0 | 0 | 0 | 0 | 0 | 0 | 0 | 0 | 0 | 0 | 0 | 0
0 | 0 |  |  |  | 0 | [11 empty] | 0 | 0 |  | 0 |  | 0 | [5 empty] | 0 |  | 0 |  | 0 |  | 0 |  | 0 |  | 0 |  | 0 |  | 0 |  |  | 0 | 0 | 0 |  |  | 0 | 0 | 0 | 0 | 0 | 0 | 0 | 0 | 0 | 0 | 0 | 0 | 0 | 0 | 0 | 0 | 0 | 0 | 0 | 0 | 0
0 | 0 |  |  |  | 0 | [11 empty] | 0 | 0 |  | 0 |  | 0 | [5 empty] | 0 |  | 0 |  | 0 |  | 0 |  | 0 |  | 0 |  | 0 |  | 0 |  |  | 0 | 0 | 0 |  |  | 0 | 0 | 0 | 0 | 0 | 0 | 0 | 0 | 0 | 0 | 0 | 0 | 0 | 0 | 0 | 0 | 0 | 0 | 0 | 0 | 0
0 | 0 |  |  |  | 0 | [11 empty] | 0 | 0 |  | 0 |  | 0 | [5 empty] | 0 |  | 0 |  | 0 |  | 0 |  | 0 |  | 0 |  | 0 |  | 0 |  |  | 0 | 0 | 0 |  |  | 0 | 0 | 0 | 0 | 0 | 0 | 0 | 0 | 0 | 0 | 0 | 0 | 0 | 0 | 0 | 0 | 0 | 0 | 0 | 0 | 0
0 | 0 |  |  |  | 0 | [11 empty] | 0 | 0 |  | 0 |  | 0 | [5 empty] | 0 |  | 0 |  | 0 |  | 0 |  | 0 |  | 0 |  | 0 |  | 0 |  |  | 0 | 0 | 0 |  |  | 0 | 0 | 0 | 0 | 0 | 0 | 0 | 0 | 0 | 0 | 0 | 0 | 0 | 0 | 0 | 0 | 0 | 0 | 0 | 0 | 0
0 | 0 |  |  |  | 0 | [11 empty] | 0 | 0 |  | 0 |  | 0 | [5 empty] | 0 |  | 0 |  | 0 |  | 0 |  | 0 |  | 0 |  | 0 |  | 0 |  |  | 0 | 0 | 0 |  |  | 0 | 0 | 0 | 0 | 0 | 0 | 0 | 0 | 0 | 0 | 0 | 0 | 0 | 0 | 0 | 0 | 0 | 0 | 0 | 0 | 0
0 | 0 |  |  |  | 0 | [11 empty] | 0 | 0 |  | 0 |  | 0 | [5 empty] | 0 |  | 0 |  | 0 |  | 0 |  | 0 |  | 0 |  | 0 |  | 0 |  |  | 0 | 0 | 0 |  |  | 0 | 0 | 0 | 0 | 0 | 0 | 0 | 0 | 0 | 0 | 0 | 0 | 0 | 0 | 0 | 0 | 0 | 0 | 0 | 0 | 0
0 | 0 |  |  |  | 0 | [11 empty] | 0 | 0 |  | 0 |  | 0 | [5 empty] | 0 |  | 0 |  | 0 |  | 0 |  | 0 |  | 0 |  | 0 |  | 0 |  |  | 0 | 0 | 0 |  |  | 0 | 0 | 0 | 0 | 0 | 0 | 0 | 0 | 0 | 0 | 0 | 0 | 0 | 0 | 0 | 0 | 0 | 0 | 0 | 0 | 0
0 | 0 |  |  |  | 0 | [11 empty] | 0 | 0 |  | 0 |  | 0 | [5 empty] | 0 |  | 0 |  | 0 |  | 0 |  | 0 |  | 0 |  | 0 |  | 0 |  |  | 0 | 0 | 0 |  |  | 0 | 0 | 0 | 0 | 0 | 0 | 0 | 0 | 0 | 0 | 0 | 0 | 0 | 0 | 0 | 0 | 0 | 0 | 0 | 0 | 0
0 | 0 |  |  |  | 0 | [11 empty] | 0 | 0 |  | 0 |  | 0 | [5 empty] | 0 |  | 0 |  | 0 |  | 0 |  | 0 |  | 0 |  | 0 |  | 0 |  |  | 0 | 0 | 0 |  |  | 0 | 0 | 0 | 0 | 0 | 0 | 0 | 0 | 0 | 0 | 0 | 0 | 0 | 0 | 0 | 0 | 0 | 0 | 0 | 0 | 0
0 | 0 |  |  |  | 0 | [11 empty] | 0 | 0 |  | 0 |  | 0 | [5 empty] | 0 |  | 0 |  | 0 |  | 0 |  | 0 |  | 0 |  | 0 |  | 0 |  |  | 0 | 0 | 0 |  |  | 0 | 0 | 0 | 0 | 0 | 0 | 0 | 0 | 0 | 0 | 0 | 0 | 0 | 0 | 0 | 0 | 0 | 0 | 0 | 0 | 0
0 | 0 |  |  |  | 0 | [11 empty] | 0 | 0 |  | 0 |  | 0 | [5 empty] | 0 |  | 0 |  | 0 |  | 0 |  | 0 |  | 0 |  | 0 |  | 0 |  |  | 0 | 0 | 0 |  |  | 0 | 0 | 0 | 0 | 0 | 0 | 0 | 0 | 0 | 0 | 0 | 0 | 0 | 0 | 0 | 0 | 0 | 0 | 0 | 0 | 0
0 | 0 |  |  |  | 0 | [11 empty] | 0 | 0 |  | 0 |  | 0 | [5 empty] | 0 |  | 0 |  | 0 |  | 0 |  | 0 |  | 0 |  | 0 |  | 0 |  |  | 0 | 0 | 0 |  |  | 0 | 0 | 0 | 0 | 0 | 0 | 0 | 0 | 0 | 0 | 0 | 0 | 0 | 0 | 0 | 0 | 0 | 0 | 0 | 0 | 0
0 | 0 |  |  |  | 0 | [11 empty] | 0 | 0 |  | 0 |  | 0 | [5 empty] | 0 |  | 0 |  | 0 |  | 0 |  | 0 |  | 0 |  | 0 |  | 0 |  |  | 0 | 0 | 0 |  |  | 0 | 0 | 0 | 0 | 0 | 0 | 0 | 0 | 0 | 0 | 0 | 0 | 0 | 0 | 0 | 0 | 0 | 0 | 0 | 0 | 0
0 | 0 |  |  |  | 0 | [11 empty] | 0 | 0 |  | 0 |  | 0 | [5 empty] | 0 |  | 0 |  | 0 |  | 0 |  | 0 |  | 0 |  | 0 |  | 0 |  |  | 0 | 0 | 0 |  |  | 0 | 0 | 0 | 0 | 0 | 0 | 0 | 0 | 0 | 0 | 0 | 0 | 0 | 0 | 0 | 0 | 0 | 0 | 0 | 0 | 0
0 | 0 |  |  |  | 0 | [11 empty] | 0 | 0 |  | 0 |  | 0 | [5 empty] | 0 |  | 0 |  | 0 |  | 0 |  | 0 |  | 0 |  | 0 |  | 0 |  |  | 0 | 0 | 0 |  |  | 0 | 0 | 0 | 0 | 0 | 0 | 0 | 0 | 0 | 0 | 0 | 0 | 0 | 0 | 0 | 0 | 0 | 0 | 0 | 0 | 0
0 | 0 |  |  |  | 0 | [11 empty] | 0 | 0 |  | 0 |  | 0 | [5 empty] | 0 |  | 0 |  | 0 |  | 0 |  | 0 |  | 0 |  | 0 |  | 0 |  |  | 0 | 0 | 0 |  |  | 0 | 0 | 0 | 0 | 0 | 0 | 0 | 0 | 0 | 0 | 0 | 0 | 0 | 0 | 0 | 0 | 0 | 0 | 0 | 0 | 0
0 | 0 |  |  |  | 0 | [11 empty] | 0 | 0 |  | 0 |  | 0 | [5 empty] | 0 |  | 0 |  | 0 |  | 0 |  | 0 |  | 0 |  | 0 |  | 0 |  |  | 0 | 0 | 0 |  |  | 0 | 0 | 0 | 0 | 0 | 0 | 0 | 0 | 0 | 0 | 0 | 0 | 0 | 0 | 0 | 0 | 0 | 0 | 0 | 0 | 0
0 | 0 |  |  |  | 0 | [11 empty] | 0 | 0 |  | 0 |  | 0 | [5 empty] | 0 |  | 0 |  | 0 |  | 0 |  | 0 |  | 0 |  | 0 |  | 0 |  |  | 0 | 0 | 0 |  |  | 0 | 0 | 0 | 0 | 0 | 0 | 0 | 0 | 0 | 0 | 0 | 0 | 0 | 0 | 0 | 0 | 0 | 0 | 0 | 0 | 0
0 | 0 |  |  |  | 0 | [11 empty] | 0 | 0 |  | 0 |  | 0 | [5 empty] | 0 |  | 0 |  | 0 |  | 0 |  | 0 |  | 0 |  | 0 |  | 0 |  |  | 0 | 0 | 0 |  |  | 0 | 0 | 0 | 0 | 0 | 0 | 0 | 0 | 0 | 0 | 0 | 0 | 0 | 0 | 0 | 0 | 0 | 0 | 0 | 0 | 0
0 | 0 |  |  |  | 0 | [11 empty] | 0 | 0 |  | 0 |  | 0 | [5 empty] | 0 |  | 0 |  | 0 |  | 0 |  | 0 |  | 0 |  | 0 |  | 0 |  |  | 0 | 0 | 0 |  |  | 0 | 0 | 0 | 0 | 0 | 0 | 0 | 0 | 0 | 0 | 0 | 0 | 0 | 0 | 0 | 0 | 0 | 0 | 0 | 0 | 0
0 | 0 |  |  |  | 0 | [11 empty] | 0 | 0 |  | 0 |  | 0 | [5 empty] | 0 |  | 0 |  | 0 |  | 0 |  | 0 |  | 0 |  | 0 |  | 0 |  |  | 0 | 0 | 0 |  |  | 0 | 0 | 0 | 0 | 0 | 0 | 0 | 0 | 0 | 0 | 0 | 0 | 0 | 0 | 0 | 0 | 0 | 0 | 0 | 0 | 0
0 | 0 |  |  |  | 0 | [11 empty] | 0 | 0 |  | 0 |  | 0 | [5 empty] | 0 |  | 0 |  | 0 |  | 0 |  | 0 |  | 0 |  | 0 |  | 0 |  |  | 0 | 0 | 0 |  |  | 0 | 0 | 0 | 0 | 0 | 0 | 0 | 0 | 0 | 0 | 0 | 0 | 0 | 0 | 0 | 0 | 0 | 0 | 0 | 0 | 0
0 | 0 |  |  |  | 0 | [11 empty] | 0 | 0 |  | 0 |  | 0 | [5 empty] | 0 |  | 0 |  | 0 |  | 0 |  | 0 |  | 0 |  | 0 |  | 0 |  |  | 0 | 0 | 0 |  |  | 0 | 0 | 0 | 0 | 0 | 0 | 0 | 0 | 0 | 0 | 0 | 0 | 0 | 0 | 0 | 0 | 0 | 0 | 0 | 0 | 0
0 | 0 |  |  |  | 0 | [11 empty] | 0 | 0 |  | 0 |  | 0 | [5 empty] | 0 |  | 0 |  | 0 |  | 0 |  | 0 |  | 0 |  | 0 |  | 0 |  |  | 0 | 0 | 0 |  |  | 0 | 0 | 0 | 0 | 0 | 0 | 0 | 0 | 0 | 0 | 0 | 0 | 0 | 0 | 0 | 0 | 0 | 0 | 0 | 0 | 0
0 | 0 |  |  |  | 0 | [11 empty] | 0 | 0 |  | 0 |  | 0 | [5 empty] | 0 |  | 0 |  | 0 |  | 0 |  | 0 |  | 0 |  | 0 |  | 0 |  |  | 0 | 0 | 0 |  |  | 0 | 0 | 0 | 0 | 0 | 0 | 0 | 0 | 0 | 0 | 0 | 0 | 0 | 0 | 0 | 0 | 0 | 0 | 0 | 0 | 0
0 | 0 |  |  |  | 0 | [11 empty] | 0 | 0 |  | 0 |  | 0 | [5 empty] | 0 |  | 0 |  | 0 |  | 0 |  | 0 |  | 0 |  | 0 |  | 0 |  |  | 0 | 0 | 0 |  |  | 0 | 0 | 0 | 0 | 0 | 0 | 0 | 0 | 0 | 0 | 0 | 0 | 0 | 0 | 0 | 0 | 0 | 0 | 0 | 0 | 0
0 | 0 |  |  |  | 0 | [11 empty] | 0 | 0 |  | 0 |  | 0 | [5 empty] | 0 |  | 0 |  | 0 |  | 0 |  | 0 |  | 0 |  | 0 |  | 0 |  |  | 0 | 0 | 0 |  |  | 0 | 0 | 0 | 0 | 0 | 0 | 0 | 0 | 0 | 0 | 0 | 0 | 0 | 0 | 0 | 0 | 0 | 0 | 0 | 0 | 0
0 | 0 |  |  |  | 0 | [11 empty] | 0 | 0 |  | 0 |  | 0 | [5 empty] | 0 |  | 0 |  | 0 |  | 0 |  | 0 |  | 0 |  | 0 |  | 0 |  |  | 0 | 0 | 0 |  |  | 0 | 0 | 0 | 0 | 0 | 0 | 0 | 0 | 0 | 0 | 0 | 0 | 0 | 0 | 0 | 0 | 0 | 0 | 0 | 0 | 0
0 | 0 |  |  |  | 0 | [11 empty] | 0 | 0 |  | 0 |  | 0 | [5 empty] | 0 |  | 0 |  | 0 |  | 0 |  | 0 |  | 0 |  | 0 |  | 0 |  |  | 0 | 0 | 0 |  |  | 0 | 0 | 0 | 0 | 0 | 0 | 0 | 0 | 0 | 0 | 0 | 0 | 0 | 0 | 0 | 0 | 0 | 0 | 0 | 0 | 0
0 | 0 |  |  |  | 0 | [11 empty] | 0 | 0 |  | 0 |  | 0 | [5 empty] | 0 |  | 0 |  | 0 |  | 0 |  | 0 |  | 0 |  | 0 |  | 0 |  |  | 0 | 0 | 0 |  |  | 0 | 0 | 0 | 0 | 0 | 0 | 0 | 0 | 0 | 0 | 0 | 0 | 0 | 0 | 0 | 0 | 0 | 0 | 0 | 0 | 0
0 | 0 |  |  |  | 0 | [11 empty] | 0 | 0 |  | 0 |  | 0 | [5 empty] | 0 |  | 0 |  | 0 |  | 0 |  | 0 |  | 0 |  | 0 |  | 0 |  |  | 0 | 0 | 0 |  |  | 0 | 0 | 0 | 0 | 0 | 0 | 0 | 0 | 0 | 0 | 0 | 0 | 0 | 0 | 0 | 0 | 0 | 0 | 0 | 0 | 0
0 | 0 |  |  |  | 0 | [11 empty] | 0 | 0 |  | 0 |  | 0 | [5 empty] | 0 |  | 0 |  | 0 |  | 0 |  | 0 |  | 0 |  | 0 |  | 0 |  |  | 0 | 0 | 0 |  |  | 0 | 0 | 0 | 0 | 0 | 0 | 0 | 0 | 0 | 0 | 0 | 0 | 0 | 0 | 0 | 0 | 0 | 0 | 0 | 0 | 0
0 | 0 |  |  |  | 0 | [11 empty] | 0 | 0 |  | 0 |  | 0 | [5 empty] | 0 |  | 0 |  | 0 |  | 0 |  | 0 |  | 0 |  | 0 |  | 0 |  |  | 0 | 0 | 0 |  |  | 0 | 0 | 0 | 0 | 0 | 0 | 0 | 0 | 0 | 0 | 0 | 0 | 0 | 0 | 0 | 0 | 0 | 0 | 0 | 0 | 0
0 | 0 |  |  |  | 0 | [11 empty] | 0 | 0 |  | 0 |  | 0 | [5 empty] | 0 |  | 0 |  | 0 |  | 0 |  | 0 |  | 0 |  | 0 |  | 0 |  |  | 0 | 0 | 0 |  |  | 0 | 0 | 0 | 0 | 0 | 0 | 0 | 0 | 0 | 0 | 0 | 0 | 0 | 0 | 0 | 0 | 0 | 0 | 0 | 0 | 0
0 | 0 |  |  |  | 0 | [11 empty] | 0 | 0 |  | 0 |  | 0 | [5 empty] | 0 |  | 0 |  | 0 |  | 0 |  | 0 |  | 0 |  | 0 |  | 0 |  |  | 0 | 0 | 0 |  |  | 0 | 0 | 0 | 0 | 0 | 0 | 0 | 0 | 0 | 0 | 0 | 0 | 0 | 0 | 0 | 0 | 0 | 0 | 0 | 0 | 0
0 | 0 |  |  |  | 0 | [11 empty] | 0 | 0 |  | 0 |  | 0 | [5 empty] | 0 |  | 0 |  | 0 |  | 0 |  | 0 |  | 0 |  | 0 |  | 0 |  |  | 0 | 0 | 0 |  |  | 0 | 0 | 0 | 0 | 0 | 0 | 0 | 0 | 0 | 0 | 0 | 0 | 0 | 0 | 0 | 0 | 0 | 0 | 0 | 0 | 0
0 | 0 |  |  |  | 0 | [11 empty] | 0 | 0 |  | 0 |  | 0 | [5 empty] | 0 |  | 0 |  | 0 |  | 0 |  | 0 |  | 0 |  | 0 |  | 0 |  |  | 0 | 0 | 0 |  |  | 0 | 0 | 0 | 0 | 0 | 0 | 0 | 0 | 0 | 0 | 0 | 0 | 0 | 0 | 0 | 0 | 0 | 0 | 0 | 0 | 0
0 | 0 |  |  |  | 0 | [11 empty] | 0 | 0 |  | 0 |  | 0 | [5 empty] | 0 |  | 0 |  | 0 |  | 0 |  | 0 |  | 0 |  | 0 |  | 0 |  |  | 0 | 0 | 0 |  |  | 0 | 0 | 0 | 0 | 0 | 0 | 0 | 0 | 0 | 0 | 0 | 0 | 0 | 0 | 0 | 0 | 0 | 0 | 0 | 0 | 0
0 | 0 |  |  |  | 0 | [11 empty] | 0 | 0 |  | 0 |  | 0 | [5 empty] | 0 |  | 0 |  | 0 |  | 0 |  | 0 |  | 0 |  | 0 |  | 0 |  |  | 0 | 0 | 0 |  |  | 0 | 0 | 0 | 0 | 0 | 0 | 0 | 0 | 0 | 0 | 0 | 0 | 0 | 0 | 0 | 0 | 0 | 0 | 0 | 0 | 0
0 | 0 |  |  |  | 0 | [11 empty] | 0 | 0 |  | 0 |  | 0 | [5 empty] | 0 |  | 0 |  | 0 |  | 0 |  | 0 |  | 0 |  | 0 |  | 0 |  |  | 0 | 0 | 0 |  |  | 0 | 0 | 0 | 0 | 0 | 0 | 0 | 0 | 0 | 0 | 0 | 0 | 0 | 0 | 0 | 0 | 0 | 0 | 0 | 0 | 0
0 | 0 |  |  |  | 0 | [11 empty] | 0 | 0 |  | 0 |  | 0 | [5 empty] | 0 |  | 0 |  | 0 |  | 0 |  | 0 |  | 0 |  | 0 |  | 0 |  |  | 0 | 0 | 0 |  |  | 0 | 0 | 0 | 0 | 0 | 0 | 0 | 0 | 0 | 0 | 0 | 0 | 0 | 0 | 0 | 0 | 0 | 0 | 0 | 0 | 0
0 | 0 |  |  |  | 0 | [11 empty] | 0 | 0 |  | 0 |  | 0 | [5 empty] | 0 |  | 0 |  | 0 |  | 0 |  | 0 |  | 0 |  | 0 |  | 0 |  |  | 0 | 0 | 0 |  |  | 0 | 0 | 0 | 0 | 0 | 0 | 0 | 0 | 0 | 0 | 0 | 0 | 0 | 0 | 0 | 0 | 0 | 0 | 0 | 0 | 0
0 | 0 |  |  |  | 0 | [11 empty] | 0 | 0 |  | 0 |  | 0 | [5 empty] | 0 |  | 0 |  | 0 |  | 0 |  | 0 |  | 0 |  | 0 |  | 0 |  |  | 0 | 0 | 0 |  |  | 0 | 0 | 0 | 0 | 0 | 0 | 0 | 0 | 0 | 0 | 0 | 0 | 0 | 0 | 0 | 0 | 0 | 0 | 0 | 0 | 0
0 | 0 |  |  |  | 0 | [11 empty] | 0 | 0 |  | 0 |  | 0 | [5 empty] | 0 |  | 0 |  | 0 |  | 0 |  | 0 |  | 0 |  | 0 |  | 0 |  |  | 0 | 0 | 0 |  |  | 0 | 0 | 0 | 0 | 0 | 0 | 0 | 0 | 0 | 0 | 0 | 0 | 0 | 0 | 0 | 0 | 0 | 0 | 0 | 0 | 0
0 | 0 |  |  |  | 0 | [11 empty] | 0 | 0 |  | 0 |  | 0 | [5 empty] | 0 |  | 0 |  | 0 |  | 0 |  | 0 |  | 0 |  | 0 |  | 0 |  |  | 0 | 0 | 0 |  |  | 0 | 0 | 0 | 0 | 0 | 0 | 0 | 0 | 0 | 0 | 0 | 0 | 0 | 0 | 0 | 0 | 0 | 0 | 0 | 0 | 0
0 | 0 |  |  |  | 0 | [11 empty] | 0 | 0 |  | 0 |  | 0 | [5 empty] | 0 |  | 0 |  | 0 |  | 0 |  | 0 |  | 0 |  | 0 |  | 0 |  |  | 0 | 0 | 0 |  |  | 0 | 0 | 0 | 0 | 0 | 0 | 0 | 0 | 0 | 0 | 0 | 0 | 0 | 0 | 0 | 0 | 0 | 0 | 0 | 0 | 0
0 | 0 |  |  |  | 0 | [11 empty] | 0 | 0 |  | 0 |  | 0 | [5 empty] | 0 |  | 0 |  | 0 |  | 0 |  | 0 |  | 0 |  | 0 |  | 0 |  |  | 0 | 0 | 0 |  |  | 0 | 0 | 0 | 0 | 0 | 0 | 0 | 0 | 0 | 0 | 0 | 0 | 0 | 0 | 0 | 0 | 0 | 0 | 0 | 0 | 0
0 | 0 |  |  |  | 0 | [11 empty] | 0 | 0 |  | 0 |  | 0 | [5 empty] | 0 |  | 0 |  | 0 |  | 0 |  | 0 |  | 0 |  | 0 |  | 0 |  |  | 0 | 0 | 0 |  |  | 0 | 0 | 0 | 0 | 0 | 0 | 0 | 0 | 0 | 0 | 0 | 0 | 0 | 0 | 0 | 0 | 0 | 0 | 0 | 0 | 0
0 | 0 |  |  |  | 0 | [11 empty] | 0 | 0 |  | 0 |  | 0 | [5 empty] | 0 |  | 0 |  | 0 |  | 0 |  | 0 |  | 0 |  | 0 |  | 0 |  |  | 0 | 0 | 0 |  |  | 0 | 0 | 0 | 0 | 0 | 0 | 0 | 0 | 0 | 0 | 0 | 0 | 0 | 0 | 0 | 0 | 0 | 0 | 0 | 0 | 0
0 | 0 |  |  |  | 0 | [11 empty] | 0 | 0 |  | 0 |  | 0 | [5 empty] | 0 |  | 0 |  | 0 |  | 0 |  | 0 |  | 0 |  | 0 |  | 0 |  |  | 0 | 0 | 0 |  |  | 0 | 0 | 0 | 0 | 0 | 0 | 0 | 0 | 0 | 0 | 0 | 0 | 0 | 0 | 0 | 0 | 0 | 0 | 0 | 0 | 0
0 | 0 |  |  |  | 0 | [11 empty] | 0 | 0 |  | 0 |  | 0 | [5 empty] | 0 |  | 0 |  | 0 |  | 0 |  | 0 |  | 0 |  | 0 |  | 0 |  |  | 0 | 0 | 0 |  |  | 0 | 0 | 0 | 0 | 0 | 0 | 0 | 0 | 0 | 0 | 0 | 0 | 0 | 0 | 0 | 0 | 0 | 0 | 0 | 0 | 0
0 | 0 |  |  |  | 0 | [11 empty] | 0 | 0 |  | 0 |  | 0 | [5 empty] | 0 |  | 0 |  | 0 |  | 0 |  | 0 |  | 0 |  | 0 |  | 0 |  |  | 0 | 0 | 0 |  |  | 0 | 0 | 0 | 0 | 0 | 0 | 0 | 0 | 0 | 0 | 0 | 0 | 0 | 0 | 0 | 0 | 0 | 0 | 0 | 0 | 0
0 | 0 |  |  |  | 0 | [11 empty] | 0 | 0 |  | 0 |  | 0 | [5 empty] | 0 |  | 0 |  | 0 |  | 0 |  | 0 |  | 0 |  | 0 |  | 0 |  |  | 0 | 0 | 0 |  |  | 0 | 0 | 0 | 0 | 0 | 0 | 0 | 0 | 0 | 0 | 0 | 0 | 0 | 0 | 0 | 0 | 0 | 0 | 0 | 0 | 0
0 | 0 |  |  |  | 0 | [11 empty] | 0 | 0 |  | 0 |  | 0 | [5 empty] | 0 |  | 0 |  | 0 |  | 0 |  | 0 |  | 0 |  | 0 |  | 0 |  |  | 0 | 0 | 0 |  |  | 0 | 0 | 0 | 0 | 0 | 0 | 0 | 0 | 0 | 0 | 0 | 0 | 0 | 0 | 0 | 0 | 0 | 0 | 0 | 0 | 0
0 | 0 |  |  |  | 0 | [11 empty] | 0 | 0 |  | 0 |  | 0 | [5 empty] | 0 |  | 0 |  | 0 |  | 0 |  | 0 |  | 0 |  | 0 |  | 0 |  |  | 0 | 0 | 0 |  |  | 0 | 0 | 0 | 0 | 0 | 0 | 0 | 0 | 0 | 0 | 0 | 0 | 0 | 0 | 0 | 0 | 0 | 0 | 0 | 0 | 0
0 | 0 |  |  |  | 0 | [11 empty] | 0 | 0 |  | 0 |  | 0 | [5 empty] | 0 |  | 0 |  | 0 |  | 0 |  | 0 |  | 0 |  | 0 |  | 0 |  |  | 0 | 0 | 0 |  |  | 0 | 0 | 0 | 0 | 0 | 0 | 0 | 0 | 0 | 0 | 0 | 0 | 0 | 0 | 0 | 0 | 0 | 0 | 0 | 0 | 0
0 | 0 |  |  |  | 0 | [11 empty] | 0 | 0 |  | 0 |  | 0 | [5 empty] | 0 |  | 0 |  | 0 |  | 0 |  | 0 |  | 0 |  | 0 |  | 0 |  |  | 0 | 0 | 0 |  |  | 0 | 0 | 0 | 0 | 0 | 0 | 0 | 0 | 0 | 0 | 0 | 0 | 0 | 0 | 0 | 0 | 0 | 0 | 0 | 0 | 0
0 | 0 |  |  |  | 0 | [11 empty] | 0 | 0 |  | 0 |  | 0 | [5 empty] | 0 |  | 0 |  | 0 |  | 0 |  | 0 |  | 0 |  | 0 |  | 0 |  |  | 0 | 0 | 0 |  |  | 0 | 0 | 0 | 0 | 0 | 0 | 0 | 0 | 0 | 0 | 0 | 0 | 0 | 0 | 0 | 0 | 0 | 0 | 0 | 0 | 0
0 | 0 |  |  |  | 0 | [11 empty] | 0 | 0 |  | 0 |  | 0 | [5 empty] | 0 |  | 0 |  | 0 |  | 0 |  | 0 |  | 0 |  | 0 |  | 0 |  |  | 0 | 0 | 0 |  |  | 0 | 0 | 0 | 0 | 0 | 0 | 0 | 0 | 0 | 0 | 0 | 0 | 0 | 0 | 0 | 0 | 0 | 0 | 0 | 0 | 0
0 | 0 |  |  |  | 0 | [11 empty] | 0 | 0 |  | 0 |  | 0 | [5 empty] | 0 |  | 0 |  | 0 |  | 0 |  | 0 |  | 0 |  | 0 |  | 0 |  |  | 0 | 0 | 0 |  |  | 0 | 0 | 0 | 0 | 0 | 0 | 0 | 0 | 0 | 0 | 0 | 0 | 0 | 0 | 0 | 0 | 0 | 0 | 0 | 0 | 0
0 | 0 |  |  |  | 0 | [11 empty] | 0 | 0 |  | 0 |  | 0 | [5 empty] | 0 |  | 0 |  | 0 |  | 0 |  | 0 |  | 0 |  | 0 |  | 0 |  |  | 0 | 0 | 0 |  |  | 0 | 0 | 0 | 0 | 0 | 0 | 0 | 0 | 0 | 0 | 0 | 0 | 0 | 0 | 0 | 0 | 0 | 0 | 0 | 0 | 0
0 | 0 |  |  |  | 0 | [11 empty] | 0 | 0 |  | 0 |  | 0 | [5 empty] | 0 |  | 0 |  | 0 |  | 0 |  | 0 |  | 0 |  | 0 |  | 0 |  |  | 0 | 0 | 0 |  |  | 0 | 0 | 0 | 0 | 0 | 0 | 0 | 0 | 0 | 0 | 0 | 0 | 0 | 0 | 0 | 0 | 0 | 0 | 0 | 0 | 0
0 | 0 |  |  |  | 0 | [11 empty] | 0 | 0 |  | 0 |  | 0 | [5 empty] | 0 |  | 0 |  | 0 |  | 0 |  | 0 |  | 0 |  | 0 |  | 0 |  |  | 0 | 0 | 0 |  |  | 0 | 0 | 0 | 0 | 0 | 0 | 0 | 0 | 0 | 0 | 0 | 0 | 0 | 0 | 0 | 0 | 0 | 0 | 0 | 0 | 0
0 | 0 |  |  |  | 0 | [11 empty] | 0 | 0 |  | 0 |  | 0 | [5 empty] | 0 |  | 0 |  | 0 |  | 0 |  | 0 |  | 0 |  | 0 |  | 0 |  |  | 0 | 0 | 0 |  |  | 0 | 0 | 0 | 0 | 0 | 0 | 0 | 0 | 0 | 0 | 0 | 0 | 0 | 0 | 0 | 0 | 0 | 0 | 0 | 0 | 0
0 | 0 |  |  |  | 0 | [11 empty] | 0 | 0 |  | 0 |  | 0 | [5 empty] | 0 |  | 0 |  | 0 |  | 0 |  | 0 |  | 0 |  | 0 |  | 0 |  |  | 0 | 0 | 0 |  |  | 0 | 0 | 0 | 0 | 0 | 0 | 0 | 0 | 0 | 0 | 0 | 0 | 0 | 0 | 0 | 0 | 0 | 0 | 0 | 0 | 0
0 | 0 |  |  |  | 0 | [11 empty] | 0 | 0 |  | 0 |  | 0 | [5 empty] | 0 |  | 0 |  | 0 |  | 0 |  | 0 |  | 0 |  | 0 |  | 0 |  |  | 0 | 0 | 0 |  |  | 0 | 0 | 0 | 0 | 0 | 0 | 0 | 0 | 0 | 0 | 0 | 0 | 0 | 0 | 0 | 0 | 0 | 0 | 0 | 0 | 0
0 | 0 |  |  |  | 0 | [11 empty] | 0 | 0 |  | 0 |  | 0 | [5 empty] | 0 |  | 0 |  | 0 |  | 0 |  | 0 |  | 0 |  | 0 |  | 0 |  |  | 0 | 0 | 0 |  |  | 0 | 0 | 0 | 0 | 0 | 0 | 0 | 0 | 0 | 0 | 0 | 0 | 0 | 0 | 0 | 0 | 0 | 0 | 0 | 0 | 0
0 | 0 |  |  |  | 0 | [11 empty] | 0 | 0 |  | 0 |  | 0 | [5 empty] | 0 |  | 0 |  | 0 |  | 0 |  | 0 |  | 0 |  | 0 |  | 0 |  |  | 0 | 0 | 0 |  |  | 0 | 0 | 0 | 0 | 0 | 0 | 0 | 0 | 0 | 0 | 0 | 0 | 0 | 0 | 0 | 0 | 0 | 0 | 0 | 0 | 0
0 | 0 |  |  |  | 0 | [11 empty] | 0 | 0 |  | 0 |  | 0 | [5 empty] | 0 |  | 0 |  | 0 |  | 0 |  | 0 |  | 0 |  | 0 |  | 0 |  |  | 0 | 0 | 0 |  |  | 0 | 0 | 0 | 0 | 0 | 0 | 0 | 0 | 0 | 0 | 0 | 0 | 0 | 0 | 0 | 0 | 0 | 0 | 0 | 0 | 0
0 | 0 |  |  |  | 0 | [11 empty] | 0 | 0 |  | 0 |  | 0 | [5 empty] | 0 |  | 0 |  | 0 |  | 0 |  | 0 |  | 0 |  | 0 |  | 0 |  |  | 0 | 0 | 0 |  |  | 0 | 0 | 0 | 0 | 0 | 0 | 0 | 0 | 0 | 0 | 0 | 0 | 0 | 0 | 0 | 0 | 0 | 0 | 0 | 0 | 0
0 | 0 |  |  |  | 0 | [11 empty] | 0 | 0 |  | 0 |  | 0 | [5 empty] | 0 |  | 0 |  | 0 |  | 0 |  | 0 |  | 0 |  | 0 |  | 0 |  |  | 0 | 0 | 0 |  |  | 0 | 0 | 0 | 0 | 0 | 0 | 0 | 0 | 0 | 0 | 0 | 0 | 0 | 0 | 0 | 0 | 0 | 0 | 0 | 0 | 0
0 | 0 |  |  |  | 0 | [11 empty] | 0 | 0 |  | 0 |  | 0 | [5 empty] | 0 |  | 0 |  | 0 |  | 0 |  | 0 |  | 0 |  | 0 |  | 0 |  |  | 0 | 0 | 0 |  |  | 0 | 0 | 0 | 0 | 0 | 0 | 0 | 0 | 0 | 0 | 0 | 0 | 0 | 0 | 0 | 0 | 0 | 0 | 0 | 0 | 0
0 | 0 |  |  |  | 0 | [11 empty] | 0 | 0 |  | 0 |  | 0 | [5 empty] | 0 |  | 0 |  | 0 |  | 0 |  | 0 |  | 0 |  | 0 |  | 0 |  |  | 0 | 0 | 0 |  |  | 0 | 0 | 0 | 0 | 0 | 0 | 0 | 0 | 0 | 0 | 0 | 0 | 0 | 0 | 0 | 0 | 0 | 0 | 0 | 0 | 0
0 | 0 |  |  |  | 0 | [11 empty] | 0 | 0 |  | 0 |  | 0 | [5 empty] | 0 |  | 0 |  | 0 |  | 0 |  | 0 |  | 0 |  | 0 |  | 0 |  |  | 0 | 0 | 0 |  |  | 0 | 0 | 0 | 0 | 0 | 0 | 0 | 0 | 0 | 0 | 0 | 0 | 0 | 0 | 0 | 0 | 0 | 0 | 0 | 0 | 0
0 | 0 |  |  |  | 0 | [11 empty] | 0 | 0 |  | 0 |  | 0 | [5 empty] | 0 |  | 0 |  | 0 |  | 0 |  | 0 |  | 0 |  | 0 |  | 0 |  |  | 0 | 0 | 0 |  |  | 0 | 0 | 0 | 0 | 0 | 0 | 0 | 0 | 0 | 0 | 0 | 0 | 0 | 0 | 0 | 0 | 0 | 0 | 0 | 0 | 0
0 | 0 |  |  |  | 0 | [11 empty] | 0 | 0 |  | 0 |  | 0 | [5 empty] | 0 |  | 0 |  | 0 |  | 0 |  | 0 |  | 0 |  | 0 |  | 0 |  |  | 0 | 0 | 0 |  |  | 0 | 0 | 0 | 0 | 0 | 0 | 0 | 0 | 0 | 0 | 0 | 0 | 0 | 0 | 0 | 0 | 0 | 0 | 0 | 0 | 0
0 | 0 |  |  |  | 0 | [11 empty] | 0 | 0 |  | 0 |  | 0 | [5 empty] | 0 |  | 0 |  | 0 |  | 0 |  | 0 |  | 0 |  | 0 |  | 0 |  |  | 0 | 0 | 0 |  |  | 0 | 0 | 0 | 0 | 0 | 0 | 0 | 0 | 0 | 0 | 0 | 0 | 0 | 0 | 0 | 0 | 0 | 0 | 0 | 0 | 0
0 | 0 |  |  |  | 0 | [11 empty] | 0 | 0 |  | 0 |  | 0 | [5 empty] | 0 |  | 0 |  | 0 |  | 0 |  | 0 |  | 0 |  | 0 |  | 0 |  |  | 0 | 0 | 0 |  |  | 0 | 0 | 0 | 0 | 0 | 0 | 0 | 0 | 0 | 0 | 0 | 0 | 0 | 0 | 0 | 0 | 0 | 0 | 0 | 0 | 0
0
[6 empty] | END |  | Total Price for Schedule 2 | [9 empty] | 0 |  | 0 |  | 0 | Baht |  | Baht |  | Baht |  | Baht |  | Baht |  |  | 0 | Baht |  | Baht |  | Baht |  | Baht |  |  |  |  | Baht | Baht |  |  | Baht | Baht | Baht | Baht | Baht | Baht | Baht | Baht | Baht | Baht | Baht | Baht | Baht | Baht | Baht | Baht | Baht | Baht | Baht | Baht | Baht | bar: 79 to 81
[18 empty] | 0 |  | 0 |  | 0 | [5 empty] | 0 |  | 0 |  | 0 |  | 0 |  | 0 |  | 0 |  | 0 |  | 0 |  |  |  | 0 | 0 |  |  | 0 | 0 | 0 | 0 | 0 | 0 | 0 | 0 | 0 | 0 | 0 | 0 | 0 | 0 | 0 | 0 | 0 | 0 | 0 | 0 | 0 | bar: 79 to 81
[18 empty] | 0 |  | 0 |  | 0 | [11 empty] | 0 | bar: 79 to 81
[18 empty] | 0 |  | 0 |  | 0 | [11 empty] | 0 | bar: 79 to 81
[18 empty] | 0 |  | 0 |  | 0 | [11 empty] | 0
[18 empty] | 0 |  | 0 |  | 0 | [11 empty] | 0
[18 empty] | 0 |  | 0 |  | 0 | [11 empty] | 0
[18 empty] | 0 |  | 0 |  | 0 | [11 empty] | 0
000000000000000000000000000000000000000
0000000000000000000000000000000000000000
000000000000000000000
[8 empty] | 0 | 0 |  |  |  |  | 0000000000000000000000000000000000000000000000000000000000000000000000000000000000000000000000000000
[8 empty] | 0 | 0
[8 empty] | 0 | 0
[8 empty] | 0 | 0
[8 empty] | 0 | 0
[8 empty] | 0 | 0
[8 empty] | 0 | 0
[8 empty] | 0 | 0
[8 empty] | 0 | 0
[8 empty] | 0 | 0
[8 empty] | 0 | 0
[8 empty] | 0 | 0
[8 empty] | 0 | 0
[8 empty] | 0 | 0
[8 empty] | 0 | 0
[8 empty] | 0 | 0
[8 empty] | 0 | 0
[8 empty] | 0 | 0
[8 empty] | 0 | 0
[8 empty] | 0 | 0
[8 empty] | 0 | 0
[8 empty] | 0 | 0
[8 empty] | 0 | 0
[8 empty] | 0 | 0
[8 empty] | 0 | 0
[8 empty] | 0 | 0
[8 empty] | 0 | 0
[8 empty] | 0 | 0
[8 empty] | 0 | 0
[8 empty] | 0 | 0
[8 empty] | 0 | 0
[8 empty] | 0 | 0
[8 empty] | 0 | 0
[8 empty] | 0 | 0
[8 empty] | 0 | 0
[8 empty] | 0 | 0
[8 empty] | 0 | 0
[8 empty] | 0 | 0
[8 empty] | 0 | 0
[8 empty] | 0 | 0
[8 empty] | 0 | 0
[8 empty] | 0 | 0
[8 empty] | 0 | 0
[8 empty] | 0 | 0
[8 empty] | 0 | 0
[8 empty] | 0 | 0
[8 empty] | 0 | 0
[8 empty] | 0 | 0
[8 empty] | 0 | 0
[8 empty] | 0 | 0
[8 empty] | 0 | 0
[8 empty] | 0 | 0
[8 empty] | 0 | 0
[8 empty] | 0 | 0
[8 empty] | 0 | 0
[8 empty] | 0 | 0
[8 empty] | 0 | 0
[8 empty] | 0 | 0
[8 empty] | 0 | 0
[8 empty] | 0 | 0
[8 empty] | 0 | 0
[8 empty] | 0 | 0
[8 empty] | 0 | 0
[8 empty] | 0 | 0
[8 empty] | 0 | 0
[8 empty] | 0 | 0
[8 empty] | 0 | 0
[8 empty] | 0 | 0
[8 empty] | 0 | 0
[8 empty] | 0 | 0
[8 empty] | 0 | 0
[8 empty] | 0 | 0
[8 empty] | 0 | 0
[8 empty] | 0 | 0
[8 empty] | 0 | 0
[8 empty] | 0 | 0
[8 empty] | 0 | 0
[8 empty] | 0 | 0
[8 empty] | 0 | 0
[8 empty] | 0 | 0
[8 empty] | 0 | 0
[8 empty] | 0 | 0
[8 empty] | 0 | 0
[8 empty] | 0 | 0
[8 empty] | 0 | 0
[8 empty] | 0 | 0
[8 empty] | 0 | 0
[8 empty] | 0 | 0
[8 empty] | 0 | 0
[8 empty] | 0 | 0
[8 empty] | 0 | 0
[8 empty] | 0 | 0
[8 empty] | 0 | 0
[8 empty] | 0 | 0
[8 empty] | 0 | 0
[8 empty] | 0 | 0
[8 empty] | 0 | 0
[8 empty] | 0 | 0
[8 empty] | 0 | 0
[8 empty] | 0 | 0

## Sch 3 (hidden)
INVITATION TO BID NO. VKS1-SWG-01
Schedule 3 :
[77 empty] | 79 | 80 | 81 | 82 | 83 | 84 | 85 | 86 | 87 | 88 | 89 | 90 | 91 | 92 | 93 | 94 | 95 | 96 | 97 | 98 | 99 | 100 | 101 | 102 | 103 | 104 | 105 | 106 | 107 | 108 | 109 | 110 | 111 | 112 | 113 | 114 | 115 | 116 | 117 | 118 | 119 | 120 | 121 | 122 | 123 | 124 | 125 | 126 | 127 | 128
[8 empty] | SUPPLY OF 115 KV COMPACT SWITCHGEAR | [62 empty] | 72 | 73 | 75 | 76 | 77 | 78 | 82: Breakdown per Item :
[8 empty] | TRANSMISSION SYSTEM FOR HYDRO-FLOATING SOLAR HYBRID PROJECT VAJIRALONGKORN DAM UNIT 1 | [68 empty] | 82: Schedule :
System :
Job No. | Substation | Delivery Required by EGAT |  |  |  | Material group | Code No. | Item No. | Description | Short Description | Drawing No. / Reference No. | Qty. | Unit | Currency | Supply of Equipment |  |  |  | Supply of Equipment |  | Supply of Equipment |  | Supply of Equipment |  |  |  | Supply of Equipment |  | Supply of Equipment |  | Supply of Equipment |  | Foreign Currency |  | Local Currency |  | Local Transportation |  | Local Transportation, Construction and Installation |  | Purchase Price Offered for Dismantled Equipment |  | Plant |  | UOM | [25 empty] | Irrelevant | Incoterm | Account Assignment | Cost Object | Fund Center |  | 105: CFR Thai Port; 107: CIF Thai Port; 109: DDP EGAT 's Store; 111: Local Transportation; 113: Custom Clearance; 115: DDP EGAT 's Store; 117: Ex-works Price; 119: Local Transportation; 121: Foreign Currency; 123: Local Currency; 125: Local Transportation to EGAT 's Store; 127: Local Transportation, Construction and Installation | Long Description | Short Description
|  | (with in months after receipt of the notification of award) | [12 empty] | Foreign Supply |  |  |  | Foreign Supply |  | Foreign Supply |  | Foreign Supply | [5 empty] | Local Supply |  | Local Supply | [16 empty] | Preference | % Import Duty | Preference | CFR Price | CIF Price | Foreign Currency | Ex-works Price | Local Currency | Local Transportation | Local Transportation, | Marine Insurance Price | Customs Clearance | Import Duty Price | VAT for Imported Equipment | VAT for Import Duty | VAT for | VAT for Ex-works Price | VAT for | VAT for | VAT for Transportation, Construction and Installation | Foreign | Local | Evaluation Price | [6 empty] | 115: ( excluding VAT ); 117: ( excluding VAT )
[5 empty] | Completion Date | [9 empty] | FOB Vessel | Cost of | CFR Thai Port |  | CIF Thai Port |  | DDP EGAT 's Store |  | Local Transportation |  | Custom Clearance |  | DDP EGAT 's Store |  | Ex-works Price |  | Local Transportation | [12 empty] | Breakdown tab |  | Proposed Price | Evaluation Price | Status | [7 empty] | to EGAT 's Store | Construction and | [5 empty] | Foreign Currency |  | Local Currency | Local Transportation |  | Price Adjustment | Price Adjustment | [7 empty] | 104: Incoterm; 105: CFR; 107: CIF; 109: DDP; 111: ZTF; 113: ZCC; 115: DDP; 117: EXW; 119: ZTL; 125: ZTT; 127: ZCN
|  | CFR Thai Port | DDP or EGAT's Store | Ex-works | [11 empty] | Transportation | [10 empty] | ( excluding VAT ) |  | ( excluding VAT ) |  | ( excluding VAT ) |  |  |  | ( excluding VAT ) |  | ( excluding VAT ) |  | ( excluding VAT ) |  | ( including VAT ) | [15 empty] | Installation | [%Insure(110%(CFR))] | [%Custom(CIF)] | [%Import Duty(CIF)] | [ %VAT(CFR/CIF) ] | [ %VAT( Import Duty) ] | [ %VAT(Foreign Currency) ] | [ %VAT(Ex-works Price) ] | [ %VAT(Local Currency) ] | to EGAT 's Store | [10 empty] | 104: Material group; 111: SV-TRN-MT; 113: SV-CTM; 119: SV-TRN-MT; 125: SV-TRN-MT; 127: SV-CVL
[16 empty] | to Thai Port | [6 empty] | Baht |  | Baht |  | Baht |  | Baht |  | Baht |  |  |  | Baht |  | Baht |  | Baht |  | Baht |  |  |  |  | Baht | Baht |  |  | Baht | Baht | Baht | Baht | Baht | Baht | Baht | Baht | Baht | Baht | Baht | Baht | Baht | Baht | Baht | Baht | Baht | Baht | Baht | Baht | Baht
|  | (month) | (month) | (month) | (month) | [9 empty] | Unit Price | Unit Price | Unit Price | Amount | Unit Price | Amount | Unit Price | Amount | Unit Price | Amount | Unit Price | Amount | Unit Price | Amount | Unit Price | Amount | Unit Price | Amount | Unit Price | Amount | Unit Price | Amount | Unit Price | Amount | Unit Price | Amount | Unit Price | Amount | [5 empty] | (Y/N) | (IPDTY) | (PRF) | (CFR) | (CIF) | (FC) | (EW) | (LC) | (LT) | (TCI) | (MI) | (CC) | ( IDP) | (VATIE) | (VATID) | (VATFC) | (VATEW) | (VATLC) | (VATLT) | (VATTCI) | (FPA) | (LPA) | (EVAPR)
0 | 0 |  |  |  | 0 | [11 empty] | 0 | 0 |  | 0 |  | 0 | [5 empty] | 0 |  | 0 |  | 0 |  | 0 |  | 0 |  | 0 |  | 0 |  | 0 |  |  | 0 | 0 | 0 |  |  | 0 | 0 | 0 | 0 | 0 | 0 | 0 | 0 | 0 | 0 | 0 | 0 | 0 | 0 | 0 | 0 | 0 | 0 | 0 | 0 | 0
0 | 0 |  |  |  | 0 | [11 empty] | 0 | 0 |  | 0 |  | 0 | [5 empty] | 0 |  | 0 |  | 0 |  | 0 |  | 0 |  | 0 |  | 0 |  | 0 |  |  | 0 | 0 | 0 |  |  | 0 | 0 | 0 | 0 | 0 | 0 | 0 | 0 | 0 | 0 | 0 | 0 | 0 | 0 | 0 | 0 | 0 | 0 | 0 | 0 | 0
0 | 0 |  |  |  | 0 | [11 empty] | 0 | 0 |  | 0 |  | 0 | [5 empty] | 0 |  | 0 |  | 0 |  | 0 |  | 0 |  | 0 |  | 0 |  | 0 |  |  | 0 | 0 | 0 |  |  | 0 | 0 | 0 | 0 | 0 | 0 | 0 | 0 | 0 | 0 | 0 | 0 | 0 | 0 | 0 | 0 | 0 | 0 | 0 | 0 | 0
0 | 0 |  |  |  | 0 | [11 empty] | 0 | 0 |  | 0 |  | 0 | [5 empty] | 0 |  | 0 |  | 0 |  | 0 |  | 0 |  | 0 |  | 0 |  | 0 |  |  | 0 | 0 | 0 |  |  | 0 | 0 | 0 | 0 | 0 | 0 | 0 | 0 | 0 | 0 | 0 | 0 | 0 | 0 | 0 | 0 | 0 | 0 | 0 | 0 | 0
0 | 0 |  |  |  | 0 | [11 empty] | 0 | 0 |  | 0 |  | 0 | [5 empty] | 0 |  | 0 |  | 0 |  | 0 |  | 0 |  | 0 |  | 0 |  | 0 |  |  | 0 | 0 | 0 |  |  | 0 | 0 | 0 | 0 | 0 | 0 | 0 | 0 | 0 | 0 | 0 | 0 | 0 | 0 | 0 | 0 | 0 | 0 | 0 | 0 | 0
0 | 0 |  |  |  | 0 | [11 empty] | 0 | 0 |  | 0 |  | 0 | [5 empty] | 0 |  | 0 |  | 0 |  | 0 |  | 0 |  | 0 |  | 0 |  | 0 |  |  | 0 | 0 | 0 |  |  | 0 | 0 | 0 | 0 | 0 | 0 | 0 | 0 | 0 | 0 | 0 | 0 | 0 | 0 | 0 | 0 | 0 | 0 | 0 | 0 | 0
0 | 0 |  |  |  | 0 | [11 empty] | 0 | 0 |  | 0 |  | 0 | [5 empty] | 0 |  | 0 |  | 0 |  | 0 |  | 0 |  | 0 |  | 0 |  | 0 |  |  | 0 | 0 | 0 |  |  | 0 | 0 | 0 | 0 | 0 | 0 | 0 | 0 | 0 | 0 | 0 | 0 | 0 | 0 | 0 | 0 | 0 | 0 | 0 | 0 | 0
0 | 0 |  |  |  | 0 | [11 empty] | 0 | 0 |  | 0 |  | 0 | [5 empty] | 0 |  | 0 |  | 0 |  | 0 |  | 0 |  | 0 |  | 0 |  | 0 |  |  | 0 | 0 | 0 |  |  | 0 | 0 | 0 | 0 | 0 | 0 | 0 | 0 | 0 | 0 | 0 | 0 | 0 | 0 | 0 | 0 | 0 | 0 | 0 | 0 | 0
0 | 0 |  |  |  | 0 | [11 empty] | 0 | 0 |  | 0 |  | 0 | [5 empty] | 0 |  | 0 |  | 0 |  | 0 |  | 0 |  | 0 |  | 0 |  | 0 |  |  | 0 | 0 | 0 |  |  | 0 | 0 | 0 | 0 | 0 | 0 | 0 | 0 | 0 | 0 | 0 | 0 | 0 | 0 | 0 | 0 | 0 | 0 | 0 | 0 | 0
0 | 0 |  |  |  | 0 | [11 empty] | 0 | 0 |  | 0 |  | 0 | [5 empty] | 0 |  | 0 |  | 0 |  | 0 |  | 0 |  | 0 |  | 0 |  | 0 |  |  | 0 | 0 | 0 |  |  | 0 | 0 | 0 | 0 | 0 | 0 | 0 | 0 | 0 | 0 | 0 | 0 | 0 | 0 | 0 | 0 | 0 | 0 | 0 | 0 | 0
0 | 0 |  |  |  | 0 | [11 empty] | 0 | 0 |  | 0 |  | 0 | [5 empty] | 0 |  | 0 |  | 0 |  | 0 |  | 0 |  | 0 |  | 0 |  | 0 |  |  | 0 | 0 | 0 |  |  | 0 | 0 | 0 | 0 | 0 | 0 | 0 | 0 | 0 | 0 | 0 | 0 | 0 | 0 | 0 | 0 | 0 | 0 | 0 | 0 | 0
0 | 0 |  |  |  | 0 | [11 empty] | 0 | 0 |  | 0 |  | 0 | [5 empty] | 0 |  | 0 |  | 0 |  | 0 |  | 0 |  | 0 |  | 0 |  | 0 |  |  | 0 | 0 | 0 |  |  | 0 | 0 | 0 | 0 | 0 | 0 | 0 | 0 | 0 | 0 | 0 | 0 | 0 | 0 | 0 | 0 | 0 | 0 | 0 | 0 | 0
0 | 0 |  |  |  | 0 | [11 empty] | 0 | 0 |  | 0 |  | 0 | [5 empty] | 0 |  | 0 |  | 0 |  | 0 |  | 0 |  | 0 |  | 0 |  | 0 |  |  | 0 | 0 | 0 |  |  | 0 | 0 | 0 | 0 | 0 | 0 | 0 | 0 | 0 | 0 | 0 | 0 | 0 | 0 | 0 | 0 | 0 | 0 | 0 | 0 | 0
0 | 0 |  |  |  | 0 | [11 empty] | 0 | 0 |  | 0 |  | 0 | [5 empty] | 0 |  | 0 |  | 0 |  | 0 |  | 0 |  | 0 |  | 0 |  | 0 |  |  | 0 | 0 | 0 |  |  | 0 | 0 | 0 | 0 | 0 | 0 | 0 | 0 | 0 | 0 | 0 | 0 | 0 | 0 | 0 | 0 | 0 | 0 | 0 | 0 | 0
0 | 0 |  |  |  | 0 | [11 empty] | 0 | 0 |  | 0 |  | 0 | [5 empty] | 0 |  | 0 |  | 0 |  | 0 |  | 0 |  | 0 |  | 0 |  | 0 |  |  | 0 | 0 | 0 |  |  | 0 | 0 | 0 | 0 | 0 | 0 | 0 | 0 | 0 | 0 | 0 | 0 | 0 | 0 | 0 | 0 | 0 | 0 | 0 | 0 | 0
0 | 0 |  |  |  | 0 | [11 empty] | 0 | 0 |  | 0 |  | 0 | [5 empty] | 0 |  | 0 |  | 0 |  | 0 |  | 0 |  | 0 |  | 0 |  | 0 |  |  | 0 | 0 | 0 |  |  | 0 | 0 | 0 | 0 | 0 | 0 | 0 | 0 | 0 | 0 | 0 | 0 | 0 | 0 | 0 | 0 | 0 | 0 | 0 | 0 | 0
0 | 0 |  |  |  | 0 | [11 empty] | 0 | 0 |  | 0 |  | 0 | [5 empty] | 0 |  | 0 |  | 0 |  | 0 |  | 0 |  | 0 |  | 0 |  | 0 |  |  | 0 | 0 | 0 |  |  | 0 | 0 | 0 | 0 | 0 | 0 | 0 | 0 | 0 | 0 | 0 | 0 | 0 | 0 | 0 | 0 | 0 | 0 | 0 | 0 | 0
0 | 0 |  |  |  | 0 | [11 empty] | 0 | 0 |  | 0 |  | 0 | [5 empty] | 0 |  | 0 |  | 0 |  | 0 |  | 0 |  | 0 |  | 0 |  | 0 |  |  | 0 | 0 | 0 |  |  | 0 | 0 | 0 | 0 | 0 | 0 | 0 | 0 | 0 | 0 | 0 | 0 | 0 | 0 | 0 | 0 | 0 | 0 | 0 | 0 | 0
0 | 0 |  |  |  | 0 | [11 empty] | 0 | 0 |  | 0 |  | 0 | [5 empty] | 0 |  | 0 |  | 0 |  | 0 |  | 0 |  | 0 |  | 0 |  | 0 |  |  | 0 | 0 | 0 |  |  | 0 | 0 | 0 | 0 | 0 | 0 | 0 | 0 | 0 | 0 | 0 | 0 | 0 | 0 | 0 | 0 | 0 | 0 | 0 | 0 | 0
0 | 0 |  |  |  | 0 | [11 empty] | 0 | 0 |  | 0 |  | 0 | [5 empty] | 0 |  | 0 |  | 0 |  | 0 |  | 0 |  | 0 |  | 0 |  | 0 |  |  | 0 | 0 | 0 |  |  | 0 | 0 | 0 | 0 | 0 | 0 | 0 | 0 | 0 | 0 | 0 | 0 | 0 | 0 | 0 | 0 | 0 | 0 | 0 | 0 | 0
0 | 0 |  |  |  | 0 | [11 empty] | 0 | 0 |  | 0 |  | 0 | [5 empty] | 0 |  | 0 |  | 0 |  | 0 |  | 0 |  | 0 |  | 0 |  | 0 |  |  | 0 | 0 | 0 |  |  | 0 | 0 | 0 | 0 | 0 | 0 | 0 | 0 | 0 | 0 | 0 | 0 | 0 | 0 | 0 | 0 | 0 | 0 | 0 | 0 | 0
0 | 0 |  |  |  | 0 | [11 empty] | 0 | 0 |  | 0 |  | 0 | [5 empty] | 0 |  | 0 |  | 0 |  | 0 |  | 0 |  | 0 |  | 0 |  | 0 |  |  | 0 | 0 | 0 |  |  | 0 | 0 | 0 | 0 | 0 | 0 | 0 | 0 | 0 | 0 | 0 | 0 | 0 | 0 | 0 | 0 | 0 | 0 | 0 | 0 | 0
0 | 0 |  |  |  | 0 | [11 empty] | 0 | 0 |  | 0 |  | 0 | [5 empty] | 0 |  | 0 |  | 0 |  | 0 |  | 0 |  | 0 |  | 0 |  | 0 |  |  | 0 | 0 | 0 |  |  | 0 | 0 | 0 | 0 | 0 | 0 | 0 | 0 | 0 | 0 | 0 | 0 | 0 | 0 | 0 | 0 | 0 | 0 | 0 | 0 | 0
0 | 0 |  |  |  | 0 | [11 empty] | 0 | 0 |  | 0 |  | 0 | [5 empty] | 0 |  | 0 |  | 0 |  | 0 |  | 0 |  | 0 |  | 0 |  | 0 |  |  | 0 | 0 | 0 |  |  | 0 | 0 | 0 | 0 | 0 | 0 | 0 | 0 | 0 | 0 | 0 | 0 | 0 | 0 | 0 | 0 | 0 | 0 | 0 | 0 | 0
0 | 0 |  |  |  | 0 | [11 empty] | 0 | 0 |  | 0 |  | 0 | [5 empty] | 0 |  | 0 |  | 0 |  | 0 |  | 0 |  | 0 |  | 0 |  | 0 |  |  | 0 | 0 | 0 |  |  | 0 | 0 | 0 | 0 | 0 | 0 | 0 | 0 | 0 | 0 | 0 | 0 | 0 | 0 | 0 | 0 | 0 | 0 | 0 | 0 | 0
0 | 0 |  |  |  | 0 | [11 empty] | 0 | 0 |  | 0 |  | 0 | [5 empty] | 0 |  | 0 |  | 0 |  | 0 |  | 0 |  | 0 |  | 0 |  | 0 |  |  | 0 | 0 | 0 |  |  | 0 | 0 | 0 | 0 | 0 | 0 | 0 | 0 | 0 | 0 | 0 | 0 | 0 | 0 | 0 | 0 | 0 | 0 | 0 | 0 | 0
0 | 0 |  |  |  | 0 | [11 empty] | 0 | 0 |  | 0 |  | 0 | [5 empty] | 0 |  | 0 |  | 0 |  | 0 |  | 0 |  | 0 |  | 0 |  | 0 |  |  | 0 | 0 | 0 |  |  | 0 | 0 | 0 | 0 | 0 | 0 | 0 | 0 | 0 | 0 | 0 | 0 | 0 | 0 | 0 | 0 | 0 | 0 | 0 | 0 | 0
0 | 0 |  |  |  | 0 | [11 empty] | 0 | 0 |  | 0 |  | 0 | [5 empty] | 0 |  | 0 |  | 0 |  | 0 |  | 0 |  | 0 |  | 0 |  | 0 |  |  | 0 | 0 | 0 |  |  | 0 | 0 | 0 | 0 | 0 | 0 | 0 | 0 | 0 | 0 | 0 | 0 | 0 | 0 | 0 | 0 | 0 | 0 | 0 | 0 | 0
0 | 0 |  |  |  | 0 | [11 empty] | 0 | 0 |  | 0 |  | 0 | [5 empty] | 0 |  | 0 |  | 0 |  | 0 |  | 0 |  | 0 |  | 0 |  | 0 |  |  | 0 | 0 | 0 |  |  | 0 | 0 | 0 | 0 | 0 | 0 | 0 | 0 | 0 | 0 | 0 | 0 | 0 | 0 | 0 | 0 | 0 | 0 | 0 | 0 | 0
0 | 0 |  |  |  | 0 | [11 empty] | 0 | 0 |  | 0 |  | 0 | [5 empty] | 0 |  | 0 |  | 0 |  | 0 |  | 0 |  | 0 |  | 0 |  | 0 |  |  | 0 | 0 | 0 |  |  | 0 | 0 | 0 | 0 | 0 | 0 | 0 | 0 | 0 | 0 | 0 | 0 | 0 | 0 | 0 | 0 | 0 | 0 | 0 | 0 | 0
0 | 0 |  |  |  | 0 | [11 empty] | 0 | 0 |  | 0 |  | 0 | [5 empty] | 0 |  | 0 |  | 0 |  | 0 |  | 0 |  | 0 |  | 0 |  | 0 |  |  | 0 | 0 | 0 |  |  | 0 | 0 | 0 | 0 | 0 | 0 | 0 | 0 | 0 | 0 | 0 | 0 | 0 | 0 | 0 | 0 | 0 | 0 | 0 | 0 | 0
0 | 0 |  |  |  | 0 | [11 empty] | 0 | 0 |  | 0 |  | 0 | [5 empty] | 0 |  | 0 |  | 0 |  | 0 |  | 0 |  | 0 |  | 0 |  | 0 |  |  | 0 | 0 | 0 |  |  | 0 | 0 | 0 | 0 | 0 | 0 | 0 | 0 | 0 | 0 | 0 | 0 | 0 | 0 | 0 | 0 | 0 | 0 | 0 | 0 | 0
0 | 0 |  |  |  | 0 | [11 empty] | 0 | 0 |  | 0 |  | 0 | [5 empty] | 0 |  | 0 |  | 0 |  | 0 |  | 0 |  | 0 |  | 0 |  | 0 |  |  | 0 | 0 | 0 |  |  | 0 | 0 | 0 | 0 | 0 | 0 | 0 | 0 | 0 | 0 | 0 | 0 | 0 | 0 | 0 | 0 | 0 | 0 | 0 | 0 | 0
0 | 0 |  |  |  | 0 | [11 empty] | 0 | 0 |  | 0 |  | 0 | [5 empty] | 0 |  | 0 |  | 0 |  | 0 |  | 0 |  | 0 |  | 0 |  | 0 |  |  | 0 | 0 | 0 |  |  | 0 | 0 | 0 | 0 | 0 | 0 | 0 | 0 | 0 | 0 | 0 | 0 | 0 | 0 | 0 | 0 | 0 | 0 | 0 | 0 | 0
0 | 0 |  |  |  | 0 | [11 empty] | 0 | 0 |  | 0 |  | 0 | [5 empty] | 0 |  | 0 |  | 0 |  | 0 |  | 0 |  | 0 |  | 0 |  | 0 |  |  | 0 | 0 | 0 |  |  | 0 | 0 | 0 | 0 | 0 | 0 | 0 | 0 | 0 | 0 | 0 | 0 | 0 | 0 | 0 | 0 | 0 | 0 | 0 | 0 | 0
0 | 0 |  |  |  | 0 | [11 empty] | 0 | 0 |  | 0 |  | 0 | [5 empty] | 0 |  | 0 |  | 0 |  | 0 |  | 0 |  | 0 |  | 0 |  | 0 |  |  | 0 | 0 | 0 |  |  | 0 | 0 | 0 | 0 | 0 | 0 | 0 | 0 | 0 | 0 | 0 | 0 | 0 | 0 | 0 | 0 | 0 | 0 | 0 | 0 | 0
0 | 0 |  |  |  | 0 | [11 empty] | 0 | 0 |  | 0 |  | 0 | [5 empty] | 0 |  | 0 |  | 0 |  | 0 |  | 0 |  | 0 |  | 0 |  | 0 |  |  | 0 | 0 | 0 |  |  | 0 | 0 | 0 | 0 | 0 | 0 | 0 | 0 | 0 | 0 | 0 | 0 | 0 | 0 | 0 | 0 | 0 | 0 | 0 | 0 | 0
0 | 0 |  |  |  | 0 | [11 empty] | 0 | 0 |  | 0 |  | 0 | [5 empty] | 0 |  | 0 |  | 0 |  | 0 |  | 0 |  | 0 |  | 0 |  | 0 |  |  | 0 | 0 | 0 |  |  | 0 | 0 | 0 | 0 | 0 | 0 | 0 | 0 | 0 | 0 | 0 | 0 | 0 | 0 | 0 | 0 | 0 | 0 | 0 | 0 | 0
0 | 0 |  |  |  | 0 | [11 empty] | 0 | 0 |  | 0 |  | 0 | [5 empty] | 0 |  | 0 |  | 0 |  | 0 |  | 0 |  | 0 |  | 0 |  | 0 |  |  | 0 | 0 | 0 |  |  | 0 | 0 | 0 | 0 | 0 | 0 | 0 | 0 | 0 | 0 | 0 | 0 | 0 | 0 | 0 | 0 | 0 | 0 | 0 | 0 | 0
0 | 0 |  |  |  | 0 | [11 empty] | 0 | 0 |  | 0 |  | 0 | [5 empty] | 0 |  | 0 |  | 0 |  | 0 |  | 0 |  | 0 |  | 0 |  | 0 |  |  | 0 | 0 | 0 |  |  | 0 | 0 | 0 | 0 | 0 | 0 | 0 | 0 | 0 | 0 | 0 | 0 | 0 | 0 | 0 | 0 | 0 | 0 | 0 | 0 | 0
0 | 0 |  |  |  | 0 | [11 empty] | 0 | 0 |  | 0 |  | 0 | [5 empty] | 0 |  | 0 |  | 0 |  | 0 |  | 0 |  | 0 |  | 0 |  | 0 |  |  | 0 | 0 | 0 |  |  | 0 | 0 | 0 | 0 | 0 | 0 | 0 | 0 | 0 | 0 | 0 | 0 | 0 | 0 | 0 | 0 | 0 | 0 | 0 | 0 | 0
0 | 0 |  |  |  | 0 | [11 empty] | 0 | 0 |  | 0 |  | 0 | [5 empty] | 0 |  | 0 |  | 0 |  | 0 |  | 0 |  | 0 |  | 0 |  | 0 |  |  | 0 | 0 | 0 |  |  | 0 | 0 | 0 | 0 | 0 | 0 | 0 | 0 | 0 | 0 | 0 | 0 | 0 | 0 | 0 | 0 | 0 | 0 | 0 | 0 | 0
0 | 0 |  |  |  | 0 | [11 empty] | 0 | 0 |  | 0 |  | 0 | [5 empty] | 0 |  | 0 |  | 0 |  | 0 |  | 0 |  | 0 |  | 0 |  | 0 |  |  | 0 | 0 | 0 |  |  | 0 | 0 | 0 | 0 | 0 | 0 | 0 | 0 | 0 | 0 | 0 | 0 | 0 | 0 | 0 | 0 | 0 | 0 | 0 | 0 | 0
0 | 0 |  |  |  | 0 | [11 empty] | 0 | 0 |  | 0 |  | 0 | [5 empty] | 0 |  | 0 |  | 0 |  | 0 |  | 0 |  | 0 |  | 0 |  | 0 |  |  | 0 | 0 | 0 |  |  | 0 | 0 | 0 | 0 | 0 | 0 | 0 | 0 | 0 | 0 | 0 | 0 | 0 | 0 | 0 | 0 | 0 | 0 | 0 | 0 | 0
0 | 0 |  |  |  | 0 | [11 empty] | 0 | 0 |  | 0 |  | 0 | [5 empty] | 0 |  | 0 |  | 0 |  | 0 |  | 0 |  | 0 |  | 0 |  | 0 |  |  | 0 | 0 | 0 |  |  | 0 | 0 | 0 | 0 | 0 | 0 | 0 | 0 | 0 | 0 | 0 | 0 | 0 | 0 | 0 | 0 | 0 | 0 | 0 | 0 | 0
0 | 0 |  |  |  | 0 | [11 empty] | 0 | 0 |  | 0 |  | 0 | [5 empty] | 0 |  | 0 |  | 0 |  | 0 |  | 0 |  | 0 |  | 0 |  | 0 |  |  | 0 | 0 | 0 |  |  | 0 | 0 | 0 | 0 | 0 | 0 | 0 | 0 | 0 | 0 | 0 | 0 | 0 | 0 | 0 | 0 | 0 | 0 | 0 | 0 | 0
0 | 0 |  |  |  | 0 | [11 empty] | 0 | 0 |  | 0 |  | 0 | [5 empty] | 0 |  | 0 |  | 0 |  | 0 |  | 0 |  | 0 |  | 0 |  | 0 |  |  | 0 | 0 | 0 |  |  | 0 | 0 | 0 | 0 | 0 | 0 | 0 | 0 | 0 | 0 | 0 | 0 | 0 | 0 | 0 | 0 | 0 | 0 | 0 | 0 | 0
0 | 0 |  |  |  | 0 | [11 empty] | 0 | 0 |  | 0 |  | 0 | [5 empty] | 0 |  | 0 |  | 0 |  | 0 |  | 0 |  | 0 |  | 0 |  | 0 |  |  | 0 | 0 | 0 |  |  | 0 | 0 | 0 | 0 | 0 | 0 | 0 | 0 | 0 | 0 | 0 | 0 | 0 | 0 | 0 | 0 | 0 | 0 | 0 | 0 | 0
0 | 0 |  |  |  | 0 | [11 empty] | 0 | 0 |  | 0 |  | 0 | [5 empty] | 0 |  | 0 |  | 0 |  | 0 |  | 0 |  | 0 |  | 0 |  | 0 |  |  | 0 | 0 | 0 |  |  | 0 | 0 | 0 | 0 | 0 | 0 | 0 | 0 | 0 | 0 | 0 | 0 | 0 | 0 | 0 | 0 | 0 | 0 | 0 | 0 | 0
0 | 0 |  |  |  | 0 | [11 empty] | 0 | 0 |  | 0 |  | 0 | [5 empty] | 0 |  | 0 |  | 0 |  | 0 |  | 0 |  | 0 |  | 0 |  | 0 |  |  | 0 | 0 | 0 |  |  | 0 | 0 | 0 | 0 | 0 | 0 | 0 | 0 | 0 | 0 | 0 | 0 | 0 | 0 | 0 | 0 | 0 | 0 | 0 | 0 | 0
0 | 0 |  |  |  | 0 | [11 empty] | 0 | 0 |  | 0 |  | 0 | [5 empty] | 0 |  | 0 |  | 0 |  | 0 |  | 0 |  | 0 |  | 0 |  | 0 |  |  | 0 | 0 | 0 |  |  | 0 | 0 | 0 | 0 | 0 | 0 | 0 | 0 | 0 | 0 | 0 | 0 | 0 | 0 | 0 | 0 | 0 | 0 | 0 | 0 | 0
0 | 0 |  |  |  | 0 | [11 empty] | 0 | 0 |  | 0 |  | 0 | [5 empty] | 0 |  | 0 |  | 0 |  | 0 |  | 0 |  | 0 |  | 0 |  | 0 |  |  | 0 | 0 | 0 |  |  | 0 | 0 | 0 | 0 | 0 | 0 | 0 | 0 | 0 | 0 | 0 | 0 | 0 | 0 | 0 | 0 | 0 | 0 | 0 | 0 | 0
0 | 0 |  |  |  | 0 | [11 empty] | 0 | 0 |  | 0 |  | 0 | [5 empty] | 0 |  | 0 |  | 0 |  | 0 |  | 0 |  | 0 |  | 0 |  | 0 |  |  | 0 | 0 | 0 |  |  | 0 | 0 | 0 | 0 | 0 | 0 | 0 | 0 | 0 | 0 | 0 | 0 | 0 | 0 | 0 | 0 | 0 | 0 | 0 | 0 | 0
0 | 0 |  |  |  | 0 | [11 empty] | 0 | 0 |  | 0 |  | 0 | [5 empty] | 0 |  | 0 |  | 0 |  | 0 |  | 0 |  | 0 |  | 0 |  | 0 |  |  | 0 | 0 | 0 |  |  | 0 | 0 | 0 | 0 | 0 | 0 | 0 | 0 | 0 | 0 | 0 | 0 | 0 | 0 | 0 | 0 | 0 | 0 | 0 | 0 | 0
0 | 0 |  |  |  | 0 | [11 empty] | 0 | 0 |  | 0 |  | 0 | [5 empty] | 0 |  | 0 |  | 0 |  | 0 |  | 0 |  | 0 |  | 0 |  | 0 |  |  | 0 | 0 | 0 |  |  | 0 | 0 | 0 | 0 | 0 | 0 | 0 | 0 | 0 | 0 | 0 | 0 | 0 | 0 | 0 | 0 | 0 | 0 | 0 | 0 | 0
0 | 0 |  |  |  | 0 | [11 empty] | 0 | 0 |  | 0 |  | 0 | [5 empty] | 0 |  | 0 |  | 0 |  | 0 |  | 0 |  | 0 |  | 0 |  | 0 |  |  | 0 | 0 | 0 |  |  | 0 | 0 | 0 | 0 | 0 | 0 | 0 | 0 | 0 | 0 | 0 | 0 | 0 | 0 | 0 | 0 | 0 | 0 | 0 | 0 | 0
0 | 0 |  |  |  | 0 | [11 empty] | 0 | 0 |  | 0 |  | 0 | [5 empty] | 0 |  | 0 |  | 0 |  | 0 |  | 0 |  | 0 |  | 0 |  | 0 |  |  | 0 | 0 | 0 |  |  | 0 | 0 | 0 | 0 | 0 | 0 | 0 | 0 | 0 | 0 | 0 | 0 | 0 | 0 | 0 | 0 | 0 | 0 | 0 | 0 | 0
0 | 0 |  |  |  | 0 | [11 empty] | 0 | 0 |  | 0 |  | 0 | [5 empty] | 0 |  | 0 |  | 0 |  | 0 |  | 0 |  | 0 |  | 0 |  | 0 |  |  | 0 | 0 | 0 |  |  | 0 | 0 | 0 | 0 | 0 | 0 | 0 | 0 | 0 | 0 | 0 | 0 | 0 | 0 | 0 | 0 | 0 | 0 | 0 | 0 | 0
0 | 0 |  |  |  | 0 | [11 empty] | 0 | 0 |  | 0 |  | 0 | [5 empty] | 0 |  | 0 |  | 0 |  | 0 |  | 0 |  | 0 |  | 0 |  | 0 |  |  | 0 | 0 | 0 |  |  | 0 | 0 | 0 | 0 | 0 | 0 | 0 | 0 | 0 | 0 | 0 | 0 | 0 | 0 | 0 | 0 | 0 | 0 | 0 | 0 | 0
0 | 0 |  |  |  | 0 | [11 empty] | 0 | 0 |  | 0 |  | 0 | [5 empty] | 0 |  | 0 |  | 0 |  | 0 |  | 0 |  | 0 |  | 0 |  | 0 |  |  | 0 | 0 | 0 |  |  | 0 | 0 | 0 | 0 | 0 | 0 | 0 | 0 | 0 | 0 | 0 | 0 | 0 | 0 | 0 | 0 | 0 | 0 | 0 | 0 | 0
0 | 0 |  |  |  | 0 | [11 empty] | 0 | 0 |  | 0 |  | 0 | [5 empty] | 0 |  | 0 |  | 0 |  | 0 |  | 0 |  | 0 |  | 0 |  | 0 |  |  | 0 | 0 | 0 |  |  | 0 | 0 | 0 | 0 | 0 | 0 | 0 | 0 | 0 | 0 | 0 | 0 | 0 | 0 | 0 | 0 | 0 | 0 | 0 | 0 | 0
0 | 0 |  |  |  | 0 | [11 empty] | 0 | 0 |  | 0 |  | 0 | [5 empty] | 0 |  | 0 |  | 0 |  | 0 |  | 0 |  | 0 |  | 0 |  | 0 |  |  | 0 | 0 | 0 |  |  | 0 | 0 | 0 | 0 | 0 | 0 | 0 | 0 | 0 | 0 | 0 | 0 | 0 | 0 | 0 | 0 | 0 | 0 | 0 | 0 | 0
0 | 0 |  |  |  | 0 | [11 empty] | 0 | 0 |  | 0 |  | 0 | [5 empty] | 0 |  | 0 |  | 0 |  | 0 |  | 0 |  | 0 |  | 0 |  | 0 |  |  | 0 | 0 | 0 |  |  | 0 | 0 | 0 | 0 | 0 | 0 | 0 | 0 | 0 | 0 | 0 | 0 | 0 | 0 | 0 | 0 | 0 | 0 | 0 | 0 | 0
0 | 0 |  |  |  | 0 | [11 empty] | 0 | 0 |  | 0 |  | 0 | [5 empty] | 0 |  | 0 |  | 0 |  | 0 |  | 0 |  | 0 |  | 0 |  | 0 |  |  | 0 | 0 | 0 |  |  | 0 | 0 | 0 | 0 | 0 | 0 | 0 | 0 | 0 | 0 | 0 | 0 | 0 | 0 | 0 | 0 | 0 | 0 | 0 | 0 | 0
0 | 0 |  |  |  | 0 | [11 empty] | 0 | 0 |  | 0 |  | 0 | [5 empty] | 0 |  | 0 |  | 0 |  | 0 |  | 0 |  | 0 |  | 0 |  | 0 |  |  | 0 | 0 | 0 |  |  | 0 | 0 | 0 | 0 | 0 | 0 | 0 | 0 | 0 | 0 | 0 | 0 | 0 | 0 | 0 | 0 | 0 | 0 | 0 | 0 | 0
0 | 0 |  |  |  | 0 | [11 empty] | 0 | 0 |  | 0 |  | 0 | [5 empty] | 0 |  | 0 |  | 0 |  | 0 |  | 0 |  | 0 |  | 0 |  | 0 |  |  | 0 | 0 | 0 |  |  | 0 | 0 | 0 | 0 | 0 | 0 | 0 | 0 | 0 | 0 | 0 | 0 | 0 | 0 | 0 | 0 | 0 | 0 | 0 | 0 | 0
0 | 0 |  |  |  | 0 | [11 empty] | 0 | 0 |  | 0 |  | 0 | [5 empty] | 0 |  | 0 |  | 0 |  | 0 |  | 0 |  | 0 |  | 0 |  | 0 |  |  | 0 | 0 | 0 |  |  | 0 | 0 | 0 | 0 | 0 | 0 | 0 | 0 | 0 | 0 | 0 | 0 | 0 | 0 | 0 | 0 | 0 | 0 | 0 | 0 | 0
0 | 0 |  |  |  | 0 | [11 empty] | 0 | 0 |  | 0 |  | 0 | [5 empty] | 0 |  | 0 |  | 0 |  | 0 |  | 0 |  | 0 |  | 0 |  | 0 |  |  | 0 | 0 | 0 |  |  | 0 | 0 | 0 | 0 | 0 | 0 | 0 | 0 | 0 | 0 | 0 | 0 | 0 | 0 | 0 | 0 | 0 | 0 | 0 | 0 | 0
0 | 0 |  |  |  | 0 | [11 empty] | 0 | 0 |  | 0 |  | 0 | [5 empty] | 0 |  | 0 |  | 0 |  | 0 |  | 0 |  | 0 |  | 0 |  | 0 |  |  | 0 | 0 | 0 |  |  | 0 | 0 | 0 | 0 | 0 | 0 | 0 | 0 | 0 | 0 | 0 | 0 | 0 | 0 | 0 | 0 | 0 | 0 | 0 | 0 | 0
0 | 0 |  |  |  | 0 | [11 empty] | 0 | 0 |  | 0 |  | 0 | [5 empty] | 0 |  | 0 |  | 0 |  | 0 |  | 0 |  | 0 |  | 0 |  | 0 |  |  | 0 | 0 | 0 |  |  | 0 | 0 | 0 | 0 | 0 | 0 | 0 | 0 | 0 | 0 | 0 | 0 | 0 | 0 | 0 | 0 | 0 | 0 | 0 | 0 | 0
0 | 0 |  |  |  | 0 | [11 empty] | 0 | 0 |  | 0 |  | 0 | [5 empty] | 0 |  | 0 |  | 0 |  | 0 |  | 0 |  | 0 |  | 0 |  | 0 |  |  | 0 | 0 | 0 |  |  | 0 | 0 | 0 | 0 | 0 | 0 | 0 | 0 | 0 | 0 | 0 | 0 | 0 | 0 | 0 | 0 | 0 | 0 | 0 | 0 | 0
0 | 0 |  |  |  | 0 | [11 empty] | 0 | 0 |  | 0 |  | 0 | [5 empty] | 0 |  | 0 |  | 0 |  | 0 |  | 0 |  | 0 |  | 0 |  | 0 |  |  | 0 | 0 | 0 |  |  | 0 | 0 | 0 | 0 | 0 | 0 | 0 | 0 | 0 | 0 | 0 | 0 | 0 | 0 | 0 | 0 | 0 | 0 | 0 | 0 | 0
0 | 0 |  |  |  | 0 | [11 empty] | 0 | 0 |  | 0 |  | 0 | [5 empty] | 0 |  | 0 |  | 0 |  | 0 |  | 0 |  | 0 |  | 0 |  | 0 |  |  | 0 | 0 | 0 |  |  | 0 | 0 | 0 | 0 | 0 | 0 | 0 | 0 | 0 | 0 | 0 | 0 | 0 | 0 | 0 | 0 | 0 | 0 | 0 | 0 | 0
0 | 0 |  |  |  | 0 | [11 empty] | 0 | 0 |  | 0 |  | 0 | [5 empty] | 0 |  | 0 |  | 0 |  | 0 |  | 0 |  | 0 |  | 0 |  | 0 |  |  | 0 | 0 | 0 |  |  | 0 | 0 | 0 | 0 | 0 | 0 | 0 | 0 | 0 | 0 | 0 | 0 | 0 | 0 | 0 | 0 | 0 | 0 | 0 | 0 | 0
0 | 0 |  |  |  | 0 | [11 empty] | 0 | 0 |  | 0 |  | 0 | [5 empty] | 0 |  | 0 |  | 0 |  | 0 |  | 0 |  | 0 |  | 0 |  | 0 |  |  | 0 | 0 | 0 |  |  | 0 | 0 | 0 | 0 | 0 | 0 | 0 | 0 | 0 | 0 | 0 | 0 | 0 | 0 | 0 | 0 | 0 | 0 | 0 | 0 | 0
0 | 0 |  |  |  | 0 | [11 empty] | 0 | 0 |  | 0 |  | 0 | [5 empty] | 0 |  | 0 |  | 0 |  | 0 |  | 0 |  | 0 |  | 0 |  | 0 |  |  | 0 | 0 | 0 |  |  | 0 | 0 | 0 | 0 | 0 | 0 | 0 | 0 | 0 | 0 | 0 | 0 | 0 | 0 | 0 | 0 | 0 | 0 | 0 | 0 | 0
0 | 0 |  |  |  | 0 | [11 empty] | 0 | 0 |  | 0 |  | 0 | [5 empty] | 0 |  | 0 |  | 0 |  | 0 |  | 0 |  | 0 |  | 0 |  | 0 |  |  | 0 | 0 | 0 |  |  | 0 | 0 | 0 | 0 | 0 | 0 | 0 | 0 | 0 | 0 | 0 | 0 | 0 | 0 | 0 | 0 | 0 | 0 | 0 | 0 | 0
0 | 0 |  |  |  | 0 | [11 empty] | 0 | 0 |  | 0 |  | 0 | [5 empty] | 0 |  | 0 |  | 0 |  | 0 |  | 0 |  | 0 |  | 0 |  | 0 |  |  | 0 | 0 | 0 |  |  | 0 | 0 | 0 | 0 | 0 | 0 | 0 | 0 | 0 | 0 | 0 | 0 | 0 | 0 | 0 | 0 | 0 | 0 | 0 | 0 | 0
0 | 0 |  |  |  | 0 | [11 empty] | 0 | 0 |  | 0 |  | 0 | [5 empty] | 0 |  | 0 |  | 0 |  | 0 |  | 0 |  | 0 |  | 0 |  | 0 |  |  | 0 | 0 | 0 |  |  | 0 | 0 | 0 | 0 | 0 | 0 | 0 | 0 | 0 | 0 | 0 | 0 | 0 | 0 | 0 | 0 | 0 | 0 | 0 | 0 | 0
0 | 0 |  |  |  | 0 | [11 empty] | 0 | 0 |  | 0 |  | 0 | [5 empty] | 0 |  | 0 |  | 0 |  | 0 |  | 0 |  | 0 |  | 0 |  | 0 |  |  | 0 | 0 | 0 |  |  | 0 | 0 | 0 | 0 | 0 | 0 | 0 | 0 | 0 | 0 | 0 | 0 | 0 | 0 | 0 | 0 | 0 | 0 | 0 | 0 | 0
0 | 0 |  |  |  | 0 | [11 empty] | 0 | 0 |  | 0 |  | 0 | [5 empty] | 0 |  | 0 |  | 0 |  | 0 |  | 0 |  | 0 |  | 0 |  | 0 |  |  | 0 | 0 | 0 |  |  | 0 | 0 | 0 | 0 | 0 | 0 | 0 | 0 | 0 | 0 | 0 | 0 | 0 | 0 | 0 | 0 | 0 | 0 | 0 | 0 | 0
0 | 0 |  |  |  | 0 | [11 empty] | 0 | 0 |  | 0 |  | 0 | [5 empty] | 0 |  | 0 |  | 0 |  | 0 |  | 0 |  | 0 |  | 0 |  | 0 |  |  | 0 | 0 | 0 |  |  | 0 | 0 | 0 | 0 | 0 | 0 | 0 | 0 | 0 | 0 | 0 | 0 | 0 | 0 | 0 | 0 | 0 | 0 | 0 | 0 | 0
0 | 0 |  |  |  | 0 | [11 empty] | 0 | 0 |  | 0 |  | 0 | [5 empty] | 0 |  | 0 |  | 0 |  | 0 |  | 0 |  | 0 |  | 0 |  | 0 |  |  | 0 | 0 | 0 |  |  | 0 | 0 | 0 | 0 | 0 | 0 | 0 | 0 | 0 | 0 | 0 | 0 | 0 | 0 | 0 | 0 | 0 | 0 | 0 | 0 | 0
0 | 0 |  |  |  | 0 | [11 empty] | 0 | 0 |  | 0 |  | 0 | [5 empty] | 0 |  | 0 |  | 0 |  | 0 |  | 0 |  | 0 |  | 0 |  | 0 |  |  | 0 | 0 | 0 |  |  | 0 | 0 | 0 | 0 | 0 | 0 | 0 | 0 | 0 | 0 | 0 | 0 | 0 | 0 | 0 | 0 | 0 | 0 | 0 | 0 | 0
0 | 0 |  |  |  | 0 | [11 empty] | 0 | 0 |  | 0 |  | 0 | [5 empty] | 0 |  | 0 |  | 0 |  | 0 |  | 0 |  | 0 |  | 0 |  | 0 |  |  | 0 | 0 | 0 |  |  | 0 | 0 | 0 | 0 | 0 | 0 | 0 | 0 | 0 | 0 | 0 | 0 | 0 | 0 | 0 | 0 | 0 | 0 | 0 | 0 | 0
0 | 0 |  |  |  | 0 | [11 empty] | 0 | 0 |  | 0 |  | 0 | [5 empty] | 0 |  | 0 |  | 0 |  | 0 |  | 0 |  | 0 |  | 0 |  | 0 |  |  | 0 | 0 | 0 |  |  | 0 | 0 | 0 | 0 | 0 | 0 | 0 | 0 | 0 | 0 | 0 | 0 | 0 | 0 | 0 | 0 | 0 | 0 | 0 | 0 | 0
0 | 0 |  |  |  | 0 | [11 empty] | 0 | 0 |  | 0 |  | 0 | [5 empty] | 0 |  | 0 |  | 0 |  | 0 |  | 0 |  | 0 |  | 0 |  | 0 |  |  | 0 | 0 | 0 |  |  | 0 | 0 | 0 | 0 | 0 | 0 | 0 | 0 | 0 | 0 | 0 | 0 | 0 | 0 | 0 | 0 | 0 | 0 | 0 | 0 | 0
0 | 0 |  |  |  | 0 | [11 empty] | 0 | 0 |  | 0 |  | 0 | [5 empty] | 0 |  | 0 |  | 0 |  | 0 |  | 0 |  | 0 |  | 0 |  | 0 |  |  | 0 | 0 | 0 |  |  | 0 | 0 | 0 | 0 | 0 | 0 | 0 | 0 | 0 | 0 | 0 | 0 | 0 | 0 | 0 | 0 | 0 | 0 | 0 | 0 | 0
0 | 0 |  |  |  | 0 | [11 empty] | 0 | 0 |  | 0 |  | 0 | [5 empty] | 0 |  | 0 |  | 0 |  | 0 |  | 0 |  | 0 |  | 0 |  | 0 |  |  | 0 | 0 | 0 |  |  | 0 | 0 | 0 | 0 | 0 | 0 | 0 | 0 | 0 | 0 | 0 | 0 | 0 | 0 | 0 | 0 | 0 | 0 | 0 | 0 | 0
0 | 0 |  |  |  | 0 | [11 empty] | 0 | 0 |  | 0 |  | 0 | [5 empty] | 0 |  | 0 |  | 0 |  | 0 |  | 0 |  | 0 |  | 0 |  | 0 |  |  | 0 | 0 | 0 |  |  | 0 | 0 | 0 | 0 | 0 | 0 | 0 | 0 | 0 | 0 | 0 | 0 | 0 | 0 | 0 | 0 | 0 | 0 | 0 | 0 | 0
0 | 0 |  |  |  | 0 | [11 empty] | 0 | 0 |  | 0 |  | 0 | [5 empty] | 0 |  | 0 |  | 0 |  | 0 |  | 0 |  | 0 |  | 0 |  | 0 |  |  | 0 | 0 | 0 |  |  | 0 | 0 | 0 | 0 | 0 | 0 | 0 | 0 | 0 | 0 | 0 | 0 | 0 | 0 | 0 | 0 | 0 | 0 | 0 | 0 | 0
0 | 0 |  |  |  | 0 | [11 empty] | 0 | 0 |  | 0 |  | 0 | [5 empty] | 0 |  | 0 |  | 0 |  | 0 |  | 0 |  | 0 |  | 0 |  | 0 |  |  | 0 | 0 | 0 |  |  | 0 | 0 | 0 | 0 | 0 | 0 | 0 | 0 | 0 | 0 | 0 | 0 | 0 | 0 | 0 | 0 | 0 | 0 | 0 | 0 | 0
0 | 0 |  |  |  | 0 | [11 empty] | 0 | 0 |  | 0 |  | 0 | [5 empty] | 0 |  | 0 |  | 0 |  | 0 |  | 0 |  | 0 |  | 0 |  | 0 |  |  | 0 | 0 | 0 |  |  | 0 | 0 | 0 | 0 | 0 | 0 | 0 | 0 | 0 | 0 | 0 | 0 | 0 | 0 | 0 | 0 | 0 | 0 | 0 | 0 | 0
0 | 0 |  |  |  | 0 | [11 empty] | 0 | 0 |  | 0 |  | 0 | [5 empty] | 0 |  | 0 |  | 0 |  | 0 |  | 0 |  | 0 |  | 0 |  | 0 |  |  | 0 | 0 | 0 |  |  | 0 | 0 | 0 | 0 | 0 | 0 | 0 | 0 | 0 | 0 | 0 | 0 | 0 | 0 | 0 | 0 | 0 | 0 | 0 | 0 | 0
0 | 0 |  |  |  | 0 | [11 empty] | 0 | 0 |  | 0 |  | 0 | [5 empty] | 0 |  | 0 |  | 0 |  | 0 |  | 0 |  | 0 |  | 0 |  | 0 |  |  | 0 | 0 | 0 |  |  | 0 | 0 | 0 | 0 | 0 | 0 | 0 | 0 | 0 | 0 | 0 | 0 | 0 | 0 | 0 | 0 | 0 | 0 | 0 | 0 | 0
0 | 0 |  |  |  | 0 | [11 empty] | 0 | 0 |  | 0 |  | 0 | [5 empty] | 0 |  | 0 |  | 0 |  | 0 |  | 0 |  | 0 |  | 0 |  | 0 |  |  | 0 | 0 | 0 |  |  | 0 | 0 | 0 | 0 | 0 | 0 | 0 | 0 | 0 | 0 | 0 | 0 | 0 | 0 | 0 | 0 | 0 | 0 | 0 | 0 | 0
0 | 0 |  |  |  | 0 | [11 empty] | 0 | 0 |  | 0 |  | 0 | [5 empty] | 0 |  | 0 |  | 0 |  | 0 |  | 0 |  | 0 |  | 0 |  | 0 |  |  | 0 | 0 | 0 |  |  | 0 | 0 | 0 | 0 | 0 | 0 | 0 | 0 | 0 | 0 | 0 | 0 | 0 | 0 | 0 | 0 | 0 | 0 | 0 | 0 | 0
0 | 0 |  |  |  | 0 | [11 empty] | 0 | 0 |  | 0 |  | 0 | [5 empty] | 0 |  | 0 |  | 0 |  | 0 |  | 0 |  | 0 |  | 0 |  | 0 |  |  | 0 | 0 | 0 |  |  | 0 | 0 | 0 | 0 | 0 | 0 | 0 | 0 | 0 | 0 | 0 | 0 | 0 | 0 | 0 | 0 | 0 | 0 | 0 | 0 | 0
0 | 0 |  |  |  | 0 | [11 empty] | 0 | 0 |  | 0 |  | 0 | [5 empty] | 0 |  | 0 |  | 0 |  | 0 |  | 0 |  | 0 |  | 0 |  | 0 |  |  | 0 | 0 | 0 |  |  | 0 | 0 | 0 | 0 | 0 | 0 | 0 | 0 | 0 | 0 | 0 | 0 | 0 | 0 | 0 | 0 | 0 | 0 | 0 | 0 | 0
0 | 0 |  |  |  | 0 | [11 empty] | 0 | 0 |  | 0 |  | 0 | [5 empty] | 0 |  | 0 |  | 0 |  | 0 |  | 0 |  | 0 |  | 0 |  | 0 |  |  | 0 | 0 | 0 |  |  | 0 | 0 | 0 | 0 | 0 | 0 | 0 | 0 | 0 | 0 | 0 | 0 | 0 | 0 | 0 | 0 | 0 | 0 | 0 | 0 | 0
0
[6 empty] | END |  | Total Price for Schedule 3 | [9 empty] | 0 |  | 0 |  | 0 | Baht |  | Baht |  | Baht |  | Baht |  | Baht |  |  | 0 | Baht |  | Baht |  | Baht |  | Baht |  |  |  |  | Baht | Baht |  |  | Baht | Baht | Baht | Baht | Baht | Baht | Baht | Baht | Baht | Baht | Baht | Baht | Baht | Baht | Baht | Baht | Baht | Baht | Baht | Baht | Baht | bar: 79 to 81
[18 empty] | 0 |  | 0 |  | 0 | [5 empty] | 0 |  | 0 |  | 0 |  | 0 |  | 0 |  | 0 |  | 0 |  | 0 |  |  |  | 0 | 0 |  |  | 0 | 0 | 0 | 0 | 0 | 0 | 0 | 0 | 0 | 0 | 0 | 0 | 0 | 0 | 0 | 0 | 0 | 0 | 0 | 0 | 0 | bar: 79 to 81
[18 empty] | 0 |  | 0 |  | 0 | [11 empty] | 0 | bar: 79 to 81
[18 empty] | 0 |  | 0 |  | 0 | [11 empty] | 0 | bar: 79 to 81
[18 empty] | 0 |  | 0 |  | 0 | [11 empty] | 0
[18 empty] | 0 |  | 0 |  | 0 | [11 empty] | 0
[18 empty] | 0 |  | 0 |  | 0 | [11 empty] | 0
[18 empty] | 0 |  | 0 |  | 0 | [11 empty] | 0
000000000000000000000000000000000000000
0000000000000000000000000000000000000000
000000000000000000000
[8 empty] | 0 | 0 |  |  |  |  | 0000000000000000000000000000000000000000000000000000000000000000000000000000000000000000000000000000
[8 empty] | 0 | 0
[8 empty] | 0 | 0
[8 empty] | 0 | 0
[8 empty] | 0 | 0
[8 empty] | 0 | 0
[8 empty] | 0 | 0
[8 empty] | 0 | 0
[8 empty] | 0 | 0
[8 empty] | 0 | 0
[8 empty] | 0 | 0
[8 empty] | 0 | 0
[8 empty] | 0 | 0
[8 empty] | 0 | 0
[8 empty] | 0 | 0
[8 empty] | 0 | 0
[8 empty] | 0 | 0
[8 empty] | 0 | 0
[8 empty] | 0 | 0
[8 empty] | 0 | 0
[8 empty] | 0 | 0
[8 empty] | 0 | 0
[8 empty] | 0 | 0
[8 empty] | 0 | 0
[8 empty] | 0 | 0
[8 empty] | 0 | 0
[8 empty] | 0 | 0
[8 empty] | 0 | 0
[8 empty] | 0 | 0
[8 empty] | 0 | 0
[8 empty] | 0 | 0
[8 empty] | 0 | 0
[8 empty] | 0 | 0
[8 empty] | 0 | 0
[8 empty] | 0 | 0
[8 empty] | 0 | 0
[8 empty] | 0 | 0
[8 empty] | 0 | 0
[8 empty] | 0 | 0
[8 empty] | 0 | 0
[8 empty] | 0 | 0
[8 empty] | 0 | 0
[8 empty] | 0 | 0
[8 empty] | 0 | 0
[8 empty] | 0 | 0
[8 empty] | 0 | 0
[8 empty] | 0 | 0
[8 empty] | 0 | 0
[8 empty] | 0 | 0
[8 empty] | 0 | 0
[8 empty] | 0 | 0
[8 empty] | 0 | 0
[8 empty] | 0 | 0
[8 empty] | 0 | 0
[8 empty] | 0 | 0
[8 empty] | 0 | 0
[8 empty] | 0 | 0
[8 empty] | 0 | 0
[8 empty] | 0 | 0
[8 empty] | 0 | 0
[8 empty] | 0 | 0
[8 empty] | 0 | 0
[8 empty] | 0 | 0
[8 empty] | 0 | 0
[8 empty] | 0 | 0
[8 empty] | 0 | 0
[8 empty] | 0 | 0
[8 empty] | 0 | 0
[8 empty] | 0 | 0
[8 empty] | 0 | 0
[8 empty] | 0 | 0
[8 empty] | 0 | 0
[8 empty] | 0 | 0
[8 empty] | 0 | 0
[8 empty] | 0 | 0
[8 empty] | 0 | 0
[8 empty] | 0 | 0
[8 empty] | 0 | 0
[8 empty] | 0 | 0
[8 empty] | 0 | 0
[8 empty] | 0 | 0
[8 empty] | 0 | 0
[8 empty] | 0 | 0
[8 empty] | 0 | 0
[8 empty] | 0 | 0
[8 empty] | 0 | 0
[8 empty] | 0 | 0
[8 empty] | 0 | 0
[8 empty] | 0 | 0
[8 empty] | 0 | 0
[8 empty] | 0 | 0
[8 empty] | 0 | 0
[8 empty] | 0 | 0
[8 empty] | 0 | 0
[8 empty] | 0 | 0
[8 empty] | 0 | 0
[8 empty] | 0 | 0
[8 empty] | 0 | 0
[8 empty] | 0 | 0
[8 empty] | 0 | 0

## Sch 4 (hidden)
INVITATION TO BID NO. VKS1-SWG-01
Schedule 4 :
[77 empty] | 79 | 80 | 81 | 82 | 83 | 84 | 85 | 86 | 87 | 88 | 89 | 90 | 91 | 92 | 93 | 94 | 95 | 96 | 97 | 98 | 99 | 100 | 101 | 102 | 103 | 104 | 105 | 106 | 107 | 108 | 109 | 110 | 111 | 112 | 113 | 114 | 115 | 116 | 117 | 118 | 119 | 120 | 121 | 122 | 123 | 124 | 125 | 126 | 127 | 128
[8 empty] | SUPPLY OF 115 KV COMPACT SWITCHGEAR | [62 empty] | 72 | 73 | 75 | 76 | 77 | 78 | 82: Breakdown per Item :
[8 empty] | TRANSMISSION SYSTEM FOR HYDRO-FLOATING SOLAR HYBRID PROJECT VAJIRALONGKORN DAM UNIT 1 | [68 empty] | 82: Schedule :
System :
Job No. | Substation | Delivery Required by EGAT |  |  |  | Material group | Code No. | Item No. | Description | Short Description | Drawing No. / Reference No. | Qty. | Unit | Currency | Supply of Equipment |  |  |  | Supply of Equipment |  | Supply of Equipment |  | Supply of Equipment |  |  |  | Supply of Equipment |  | Supply of Equipment |  | Supply of Equipment |  | Foreign Currency |  | Local Currency |  | Local Transportation |  | Local Transportation, Construction and Installation |  | Purchase Price Offered for Dismantled Equipment |  | Plant |  | UOM | [25 empty] | Irrelevant | Incoterm | Account Assignment | Cost Object | Fund Center |  | 105: CFR Thai Port; 107: CIF Thai Port; 109: DDP EGAT 's Store; 111: Local Transportation; 113: Custom Clearance; 115: DDP EGAT 's Store; 117: Ex-works Price; 119: Local Transportation; 121: Foreign Currency; 123: Local Currency; 125: Local Transportation to EGAT 's Store; 127: Local Transportation, Construction and Installation | Long Description | Short Description
|  | (with in months after receipt of the notification of award) | [12 empty] | Foreign Supply |  |  |  | Foreign Supply |  | Foreign Supply |  | Foreign Supply | [5 empty] | Local Supply |  | Local Supply | [16 empty] | Preference | % Import Duty | Preference | CFR Price | CIF Price | Foreign Currency | Ex-works Price | Local Currency | Local Transportation | Local Transportation, | Marine Insurance Price | Customs Clearance | Import Duty Price | VAT for Imported Equipment | VAT for Import Duty | VAT for | VAT for Ex-works Price | VAT for | VAT for | VAT for Transportation, Construction and Installation | Foreign | Local | Evaluation Price | [6 empty] | 115: ( excluding VAT ); 117: ( excluding VAT )
[5 empty] | Completion Date | [9 empty] | FOB Vessel | Cost of | CFR Thai Port |  | CIF Thai Port |  | DDP EGAT 's Store |  | Local Transportation |  | Custom Clearance |  | DDP EGAT 's Store |  | Ex-works Price |  | Local Transportation | [12 empty] | Breakdown tab |  | Proposed Price | Evaluation Price | Status | [7 empty] | to EGAT 's Store | Construction and | [5 empty] | Foreign Currency |  | Local Currency | Local Transportation |  | Price Adjustment | Price Adjustment | [7 empty] | 104: Incoterm; 105: CFR; 107: CIF; 109: DDP; 111: ZTF; 113: ZCC; 115: DDP; 117: EXW; 119: ZTL; 125: ZTT; 127: ZCN
|  | CFR Thai Port | DDP or EGAT's Store | Ex-works | [11 empty] | Transportation | [10 empty] | ( excluding VAT ) |  | ( excluding VAT ) |  | ( excluding VAT ) |  |  |  | ( excluding VAT ) |  | ( excluding VAT ) |  | ( excluding VAT ) |  | ( including VAT ) | [15 empty] | Installation | [%Insure(110%(CFR))] | [%Custom(CIF)] | [%Import Duty(CIF)] | [ %VAT(CFR/CIF) ] | [ %VAT( Import Duty) ] | [ %VAT(Foreign Currency) ] | [ %VAT(Ex-works Price) ] | [ %VAT(Local Currency) ] | to EGAT 's Store | [10 empty] | 104: Material group; 111: SV-TRN-MT; 113: SV-CTM; 119: SV-TRN-MT; 125: SV-TRN-MT; 127: SV-CVL
[16 empty] | to Thai Port | [6 empty] | Baht |  | Baht |  | Baht |  | Baht |  | Baht |  |  |  | Baht |  | Baht |  | Baht |  | Baht |  |  |  |  | Baht | Baht |  |  | Baht | Baht | Baht | Baht | Baht | Baht | Baht | Baht | Baht | Baht | Baht | Baht | Baht | Baht | Baht | Baht | Baht | Baht | Baht | Baht | Baht
|  | (month) | (month) | (month) | (month) | [9 empty] | Unit Price | Unit Price | Unit Price | Amount | Unit Price | Amount | Unit Price | Amount | Unit Price | Amount | Unit Price | Amount | Unit Price | Amount | Unit Price | Amount | Unit Price | Amount | Unit Price | Amount | Unit Price | Amount | Unit Price | Amount | Unit Price | Amount | Unit Price | Amount | [5 empty] | (Y/N) | (IPDTY) | (PRF) | (CFR) | (CIF) | (FC) | (EW) | (LC) | (LT) | (TCI) | (MI) | (CC) | ( IDP) | (VATIE) | (VATID) | (VATFC) | (VATEW) | (VATLC) | (VATLT) | (VATTCI) | (FPA) | (LPA) | (EVAPR)
0 | 0 |  |  |  | 0 | [11 empty] | 0 | 0 |  | 0 |  | 0 | [5 empty] | 0 |  | 0 |  | 0 |  | 0 |  | 0 |  | 0 |  | 0 |  | 0 |  |  | 0 | 0 | 0 |  |  | 0 | 0 | 0 | 0 | 0 | 0 | 0 | 0 | 0 | 0 | 0 | 0 | 0 | 0 | 0 | 0 | 0 | 0 | 0 | 0 | 0
0 | 0 |  |  |  | 0 | [11 empty] | 0 | 0 |  | 0 |  | 0 | [5 empty] | 0 |  | 0 |  | 0 |  | 0 |  | 0 |  | 0 |  | 0 |  | 0 |  |  | 0 | 0 | 0 |  |  | 0 | 0 | 0 | 0 | 0 | 0 | 0 | 0 | 0 | 0 | 0 | 0 | 0 | 0 | 0 | 0 | 0 | 0 | 0 | 0 | 0
0 | 0 |  |  |  | 0 | [11 empty] | 0 | 0 |  | 0 |  | 0 | [5 empty] | 0 |  | 0 |  | 0 |  | 0 |  | 0 |  | 0 |  | 0 |  | 0 |  |  | 0 | 0 | 0 |  |  | 0 | 0 | 0 | 0 | 0 | 0 | 0 | 0 | 0 | 0 | 0 | 0 | 0 | 0 | 0 | 0 | 0 | 0 | 0 | 0 | 0
0 | 0 |  |  |  | 0 | [11 empty] | 0 | 0 |  | 0 |  | 0 | [5 empty] | 0 |  | 0 |  | 0 |  | 0 |  | 0 |  | 0 |  | 0 |  | 0 |  |  | 0 | 0 | 0 |  |  | 0 | 0 | 0 | 0 | 0 | 0 | 0 | 0 | 0 | 0 | 0 | 0 | 0 | 0 | 0 | 0 | 0 | 0 | 0 | 0 | 0
0 | 0 |  |  |  | 0 | [11 empty] | 0 | 0 |  | 0 |  | 0 | [5 empty] | 0 |  | 0 |  | 0 |  | 0 |  | 0 |  | 0 |  | 0 |  | 0 |  |  | 0 | 0 | 0 |  |  | 0 | 0 | 0 | 0 | 0 | 0 | 0 | 0 | 0 | 0 | 0 | 0 | 0 | 0 | 0 | 0 | 0 | 0 | 0 | 0 | 0
0 | 0 |  |  |  | 0 | [11 empty] | 0 | 0 |  | 0 |  | 0 | [5 empty] | 0 |  | 0 |  | 0 |  | 0 |  | 0 |  | 0 |  | 0 |  | 0 |  |  | 0 | 0 | 0 |  |  | 0 | 0 | 0 | 0 | 0 | 0 | 0 | 0 | 0 | 0 | 0 | 0 | 0 | 0 | 0 | 0 | 0 | 0 | 0 | 0 | 0
0 | 0 |  |  |  | 0 | [11 empty] | 0 | 0 |  | 0 |  | 0 | [5 empty] | 0 |  | 0 |  | 0 |  | 0 |  | 0 |  | 0 |  | 0 |  | 0 |  |  | 0 | 0 | 0 |  |  | 0 | 0 | 0 | 0 | 0 | 0 | 0 | 0 | 0 | 0 | 0 | 0 | 0 | 0 | 0 | 0 | 0 | 0 | 0 | 0 | 0
0 | 0 |  |  |  | 0 | [11 empty] | 0 | 0 |  | 0 |  | 0 | [5 empty] | 0 |  | 0 |  | 0 |  | 0 |  | 0 |  | 0 |  | 0 |  | 0 |  |  | 0 | 0 | 0 |  |  | 0 | 0 | 0 | 0 | 0 | 0 | 0 | 0 | 0 | 0 | 0 | 0 | 0 | 0 | 0 | 0 | 0 | 0 | 0 | 0 | 0
0 | 0 |  |  |  | 0 | [11 empty] | 0 | 0 |  | 0 |  | 0 | [5 empty] | 0 |  | 0 |  | 0 |  | 0 |  | 0 |  | 0 |  | 0 |  | 0 |  |  | 0 | 0 | 0 |  |  | 0 | 0 | 0 | 0 | 0 | 0 | 0 | 0 | 0 | 0 | 0 | 0 | 0 | 0 | 0 | 0 | 0 | 0 | 0 | 0 | 0
0 | 0 |  |  |  | 0 | [11 empty] | 0 | 0 |  | 0 |  | 0 | [5 empty] | 0 |  | 0 |  | 0 |  | 0 |  | 0 |  | 0 |  | 0 |  | 0 |  |  | 0 | 0 | 0 |  |  | 0 | 0 | 0 | 0 | 0 | 0 | 0 | 0 | 0 | 0 | 0 | 0 | 0 | 0 | 0 | 0 | 0 | 0 | 0 | 0 | 0
0 | 0 |  |  |  | 0 | [11 empty] | 0 | 0 |  | 0 |  | 0 | [5 empty] | 0 |  | 0 |  | 0 |  | 0 |  | 0 |  | 0 |  | 0 |  | 0 |  |  | 0 | 0 | 0 |  |  | 0 | 0 | 0 | 0 | 0 | 0 | 0 | 0 | 0 | 0 | 0 | 0 | 0 | 0 | 0 | 0 | 0 | 0 | 0 | 0 | 0
0 | 0 |  |  |  | 0 | [11 empty] | 0 | 0 |  | 0 |  | 0 | [5 empty] | 0 |  | 0 |  | 0 |  | 0 |  | 0 |  | 0 |  | 0 |  | 0 |  |  | 0 | 0 | 0 |  |  | 0 | 0 | 0 | 0 | 0 | 0 | 0 | 0 | 0 | 0 | 0 | 0 | 0 | 0 | 0 | 0 | 0 | 0 | 0 | 0 | 0
0 | 0 |  |  |  | 0 | [11 empty] | 0 | 0 |  | 0 |  | 0 | [5 empty] | 0 |  | 0 |  | 0 |  | 0 |  | 0 |  | 0 |  | 0 |  | 0 |  |  | 0 | 0 | 0 |  |  | 0 | 0 | 0 | 0 | 0 | 0 | 0 | 0 | 0 | 0 | 0 | 0 | 0 | 0 | 0 | 0 | 0 | 0 | 0 | 0 | 0
0 | 0 |  |  |  | 0 | [11 empty] | 0 | 0 |  | 0 |  | 0 | [5 empty] | 0 |  | 0 |  | 0 |  | 0 |  | 0 |  | 0 |  | 0 |  | 0 |  |  | 0 | 0 | 0 |  |  | 0 | 0 | 0 | 0 | 0 | 0 | 0 | 0 | 0 | 0 | 0 | 0 | 0 | 0 | 0 | 0 | 0 | 0 | 0 | 0 | 0
0 | 0 |  |  |  | 0 | [11 empty] | 0 | 0 |  | 0 |  | 0 | [5 empty] | 0 |  | 0 |  | 0 |  | 0 |  | 0 |  | 0 |  | 0 |  | 0 |  |  | 0 | 0 | 0 |  |  | 0 | 0 | 0 | 0 | 0 | 0 | 0 | 0 | 0 | 0 | 0 | 0 | 0 | 0 | 0 | 0 | 0 | 0 | 0 | 0 | 0
0 | 0 |  |  |  | 0 | [11 empty] | 0 | 0 |  | 0 |  | 0 | [5 empty] | 0 |  | 0 |  | 0 |  | 0 |  | 0 |  | 0 |  | 0 |  | 0 |  |  | 0 | 0 | 0 |  |  | 0 | 0 | 0 | 0 | 0 | 0 | 0 | 0 | 0 | 0 | 0 | 0 | 0 | 0 | 0 | 0 | 0 | 0 | 0 | 0 | 0
0 | 0 |  |  |  | 0 | [11 empty] | 0 | 0 |  | 0 |  | 0 | [5 empty] | 0 |  | 0 |  | 0 |  | 0 |  | 0 |  | 0 |  | 0 |  | 0 |  |  | 0 | 0 | 0 |  |  | 0 | 0 | 0 | 0 | 0 | 0 | 0 | 0 | 0 | 0 | 0 | 0 | 0 | 0 | 0 | 0 | 0 | 0 | 0 | 0 | 0
0 | 0 |  |  |  | 0 | [11 empty] | 0 | 0 |  | 0 |  | 0 | [5 empty] | 0 |  | 0 |  | 0 |  | 0 |  | 0 |  | 0 |  | 0 |  | 0 |  |  | 0 | 0 | 0 |  |  | 0 | 0 | 0 | 0 | 0 | 0 | 0 | 0 | 0 | 0 | 0 | 0 | 0 | 0 | 0 | 0 | 0 | 0 | 0 | 0 | 0
0 | 0 |  |  |  | 0 | [11 empty] | 0 | 0 |  | 0 |  | 0 | [5 empty] | 0 |  | 0 |  | 0 |  | 0 |  | 0 |  | 0 |  | 0 |  | 0 |  |  | 0 | 0 | 0 |  |  | 0 | 0 | 0 | 0 | 0 | 0 | 0 | 0 | 0 | 0 | 0 | 0 | 0 | 0 | 0 | 0 | 0 | 0 | 0 | 0 | 0
0 | 0 |  |  |  | 0 | [11 empty] | 0 | 0 |  | 0 |  | 0 | [5 empty] | 0 |  | 0 |  | 0 |  | 0 |  | 0 |  | 0 |  | 0 |  | 0 |  |  | 0 | 0 | 0 |  |  | 0 | 0 | 0 | 0 | 0 | 0 | 0 | 0 | 0 | 0 | 0 | 0 | 0 | 0 | 0 | 0 | 0 | 0 | 0 | 0 | 0
0 | 0 |  |  |  | 0 | [11 empty] | 0 | 0 |  | 0 |  | 0 | [5 empty] | 0 |  | 0 |  | 0 |  | 0 |  | 0 |  | 0 |  | 0 |  | 0 |  |  | 0 | 0 | 0 |  |  | 0 | 0 | 0 | 0 | 0 | 0 | 0 | 0 | 0 | 0 | 0 | 0 | 0 | 0 | 0 | 0 | 0 | 0 | 0 | 0 | 0
0 | 0 |  |  |  | 0 | [11 empty] | 0 | 0 |  | 0 |  | 0 | [5 empty] | 0 |  | 0 |  | 0 |  | 0 |  | 0 |  | 0 |  | 0 |  | 0 |  |  | 0 | 0 | 0 |  |  | 0 | 0 | 0 | 0 | 0 | 0 | 0 | 0 | 0 | 0 | 0 | 0 | 0 | 0 | 0 | 0 | 0 | 0 | 0 | 0 | 0
0 | 0 |  |  |  | 0 | [11 empty] | 0 | 0 |  | 0 |  | 0 | [5 empty] | 0 |  | 0 |  | 0 |  | 0 |  | 0 |  | 0 |  | 0 |  | 0 |  |  | 0 | 0 | 0 |  |  | 0 | 0 | 0 | 0 | 0 | 0 | 0 | 0 | 0 | 0 | 0 | 0 | 0 | 0 | 0 | 0 | 0 | 0 | 0 | 0 | 0
0 | 0 |  |  |  | 0 | [11 empty] | 0 | 0 |  | 0 |  | 0 | [5 empty] | 0 |  | 0 |  | 0 |  | 0 |  | 0 |  | 0 |  | 0 |  | 0 |  |  | 0 | 0 | 0 |  |  | 0 | 0 | 0 | 0 | 0 | 0 | 0 | 0 | 0 | 0 | 0 | 0 | 0 | 0 | 0 | 0 | 0 | 0 | 0 | 0 | 0
0 | 0 |  |  |  | 0 | [11 empty] | 0 | 0 |  | 0 |  | 0 | [5 empty] | 0 |  | 0 |  | 0 |  | 0 |  | 0 |  | 0 |  | 0 |  | 0 |  |  | 0 | 0 | 0 |  |  | 0 | 0 | 0 | 0 | 0 | 0 | 0 | 0 | 0 | 0 | 0 | 0 | 0 | 0 | 0 | 0 | 0 | 0 | 0 | 0 | 0
0 | 0 |  |  |  | 0 | [11 empty] | 0 | 0 |  | 0 |  | 0 | [5 empty] | 0 |  | 0 |  | 0 |  | 0 |  | 0 |  | 0 |  | 0 |  | 0 |  |  | 0 | 0 | 0 |  |  | 0 | 0 | 0 | 0 | 0 | 0 | 0 | 0 | 0 | 0 | 0 | 0 | 0 | 0 | 0 | 0 | 0 | 0 | 0 | 0 | 0
0 | 0 |  |  |  | 0 | [11 empty] | 0 | 0 |  | 0 |  | 0 | [5 empty] | 0 |  | 0 |  | 0 |  | 0 |  | 0 |  | 0 |  | 0 |  | 0 |  |  | 0 | 0 | 0 |  |  | 0 | 0 | 0 | 0 | 0 | 0 | 0 | 0 | 0 | 0 | 0 | 0 | 0 | 0 | 0 | 0 | 0 | 0 | 0 | 0 | 0
0 | 0 |  |  |  | 0 | [11 empty] | 0 | 0 |  | 0 |  | 0 | [5 empty] | 0 |  | 0 |  | 0 |  | 0 |  | 0 |  | 0 |  | 0 |  | 0 |  |  | 0 | 0 | 0 |  |  | 0 | 0 | 0 | 0 | 0 | 0 | 0 | 0 | 0 | 0 | 0 | 0 | 0 | 0 | 0 | 0 | 0 | 0 | 0 | 0 | 0
0 | 0 |  |  |  | 0 | [11 empty] | 0 | 0 |  | 0 |  | 0 | [5 empty] | 0 |  | 0 |  | 0 |  | 0 |  | 0 |  | 0 |  | 0 |  | 0 |  |  | 0 | 0 | 0 |  |  | 0 | 0 | 0 | 0 | 0 | 0 | 0 | 0 | 0 | 0 | 0 | 0 | 0 | 0 | 0 | 0 | 0 | 0 | 0 | 0 | 0
0 | 0 |  |  |  | 0 | [11 empty] | 0 | 0 |  | 0 |  | 0 | [5 empty] | 0 |  | 0 |  | 0 |  | 0 |  | 0 |  | 0 |  | 0 |  | 0 |  |  | 0 | 0 | 0 |  |  | 0 | 0 | 0 | 0 | 0 | 0 | 0 | 0 | 0 | 0 | 0 | 0 | 0 | 0 | 0 | 0 | 0 | 0 | 0 | 0 | 0
0 | 0 |  |  |  | 0 | [11 empty] | 0 | 0 |  | 0 |  | 0 | [5 empty] | 0 |  | 0 |  | 0 |  | 0 |  | 0 |  | 0 |  | 0 |  | 0 |  |  | 0 | 0 | 0 |  |  | 0 | 0 | 0 | 0 | 0 | 0 | 0 | 0 | 0 | 0 | 0 | 0 | 0 | 0 | 0 | 0 | 0 | 0 | 0 | 0 | 0
0 | 0 |  |  |  | 0 | [11 empty] | 0 | 0 |  | 0 |  | 0 | [5 empty] | 0 |  | 0 |  | 0 |  | 0 |  | 0 |  | 0 |  | 0 |  | 0 |  |  | 0 | 0 | 0 |  |  | 0 | 0 | 0 | 0 | 0 | 0 | 0 | 0 | 0 | 0 | 0 | 0 | 0 | 0 | 0 | 0 | 0 | 0 | 0 | 0 | 0
0 | 0 |  |  |  | 0 | [11 empty] | 0 | 0 |  | 0 |  | 0 | [5 empty] | 0 |  | 0 |  | 0 |  | 0 |  | 0 |  | 0 |  | 0 |  | 0 |  |  | 0 | 0 | 0 |  |  | 0 | 0 | 0 | 0 | 0 | 0 | 0 | 0 | 0 | 0 | 0 | 0 | 0 | 0 | 0 | 0 | 0 | 0 | 0 | 0 | 0
0 | 0 |  |  |  | 0 | [11 empty] | 0 | 0 |  | 0 |  | 0 | [5 empty] | 0 |  | 0 |  | 0 |  | 0 |  | 0 |  | 0 |  | 0 |  | 0 |  |  | 0 | 0 | 0 |  |  | 0 | 0 | 0 | 0 | 0 | 0 | 0 | 0 | 0 | 0 | 0 | 0 | 0 | 0 | 0 | 0 | 0 | 0 | 0 | 0 | 0
0 | 0 |  |  |  | 0 | [11 empty] | 0 | 0 |  | 0 |  | 0 | [5 empty] | 0 |  | 0 |  | 0 |  | 0 |  | 0 |  | 0 |  | 0 |  | 0 |  |  | 0 | 0 | 0 |  |  | 0 | 0 | 0 | 0 | 0 | 0 | 0 | 0 | 0 | 0 | 0 | 0 | 0 | 0 | 0 | 0 | 0 | 0 | 0 | 0 | 0
0 | 0 |  |  |  | 0 | [11 empty] | 0 | 0 |  | 0 |  | 0 | [5 empty] | 0 |  | 0 |  | 0 |  | 0 |  | 0 |  | 0 |  | 0 |  | 0 |  |  | 0 | 0 | 0 |  |  | 0 | 0 | 0 | 0 | 0 | 0 | 0 | 0 | 0 | 0 | 0 | 0 | 0 | 0 | 0 | 0 | 0 | 0 | 0 | 0 | 0
0 | 0 |  |  |  | 0 | [11 empty] | 0 | 0 |  | 0 |  | 0 | [5 empty] | 0 |  | 0 |  | 0 |  | 0 |  | 0 |  | 0 |  | 0 |  | 0 |  |  | 0 | 0 | 0 |  |  | 0 | 0 | 0 | 0 | 0 | 0 | 0 | 0 | 0 | 0 | 0 | 0 | 0 | 0 | 0 | 0 | 0 | 0 | 0 | 0 | 0
0 | 0 |  |  |  | 0 | [11 empty] | 0 | 0 |  | 0 |  | 0 | [5 empty] | 0 |  | 0 |  | 0 |  | 0 |  | 0 |  | 0 |  | 0 |  | 0 |  |  | 0 | 0 | 0 |  |  | 0 | 0 | 0 | 0 | 0 | 0 | 0 | 0 | 0 | 0 | 0 | 0 | 0 | 0 | 0 | 0 | 0 | 0 | 0 | 0 | 0
0 | 0 |  |  |  | 0 | [11 empty] | 0 | 0 |  | 0 |  | 0 | [5 empty] | 0 |  | 0 |  | 0 |  | 0 |  | 0 |  | 0 |  | 0 |  | 0 |  |  | 0 | 0 | 0 |  |  | 0 | 0 | 0 | 0 | 0 | 0 | 0 | 0 | 0 | 0 | 0 | 0 | 0 | 0 | 0 | 0 | 0 | 0 | 0 | 0 | 0
0 | 0 |  |  |  | 0 | [11 empty] | 0 | 0 |  | 0 |  | 0 | [5 empty] | 0 |  | 0 |  | 0 |  | 0 |  | 0 |  | 0 |  | 0 |  | 0 |  |  | 0 | 0 | 0 |  |  | 0 | 0 | 0 | 0 | 0 | 0 | 0 | 0 | 0 | 0 | 0 | 0 | 0 | 0 | 0 | 0 | 0 | 0 | 0 | 0 | 0
0 | 0 |  |  |  | 0 | [11 empty] | 0 | 0 |  | 0 |  | 0 | [5 empty] | 0 |  | 0 |  | 0 |  | 0 |  | 0 |  | 0 |  | 0 |  | 0 |  |  | 0 | 0 | 0 |  |  | 0 | 0 | 0 | 0 | 0 | 0 | 0 | 0 | 0 | 0 | 0 | 0 | 0 | 0 | 0 | 0 | 0 | 0 | 0 | 0 | 0
0 | 0 |  |  |  | 0 | [11 empty] | 0 | 0 |  | 0 |  | 0 | [5 empty] | 0 |  | 0 |  | 0 |  | 0 |  | 0 |  | 0 |  | 0 |  | 0 |  |  | 0 | 0 | 0 |  |  | 0 | 0 | 0 | 0 | 0 | 0 | 0 | 0 | 0 | 0 | 0 | 0 | 0 | 0 | 0 | 0 | 0 | 0 | 0 | 0 | 0
0 | 0 |  |  |  | 0 | [11 empty] | 0 | 0 |  | 0 |  | 0 | [5 empty] | 0 |  | 0 |  | 0 |  | 0 |  | 0 |  | 0 |  | 0 |  | 0 |  |  | 0 | 0 | 0 |  |  | 0 | 0 | 0 | 0 | 0 | 0 | 0 | 0 | 0 | 0 | 0 | 0 | 0 | 0 | 0 | 0 | 0 | 0 | 0 | 0 | 0
0 | 0 |  |  |  | 0 | [11 empty] | 0 | 0 |  | 0 |  | 0 | [5 empty] | 0 |  | 0 |  | 0 |  | 0 |  | 0 |  | 0 |  | 0 |  | 0 |  |  | 0 | 0 | 0 |  |  | 0 | 0 | 0 | 0 | 0 | 0 | 0 | 0 | 0 | 0 | 0 | 0 | 0 | 0 | 0 | 0 | 0 | 0 | 0 | 0 | 0
0 | 0 |  |  |  | 0 | [11 empty] | 0 | 0 |  | 0 |  | 0 | [5 empty] | 0 |  | 0 |  | 0 |  | 0 |  | 0 |  | 0 |  | 0 |  | 0 |  |  | 0 | 0 | 0 |  |  | 0 | 0 | 0 | 0 | 0 | 0 | 0 | 0 | 0 | 0 | 0 | 0 | 0 | 0 | 0 | 0 | 0 | 0 | 0 | 0 | 0
0 | 0 |  |  |  | 0 | [11 empty] | 0 | 0 |  | 0 |  | 0 | [5 empty] | 0 |  | 0 |  | 0 |  | 0 |  | 0 |  | 0 |  | 0 |  | 0 |  |  | 0 | 0 | 0 |  |  | 0 | 0 | 0 | 0 | 0 | 0 | 0 | 0 | 0 | 0 | 0 | 0 | 0 | 0 | 0 | 0 | 0 | 0 | 0 | 0 | 0
0 | 0 |  |  |  | 0 | [11 empty] | 0 | 0 |  | 0 |  | 0 | [5 empty] | 0 |  | 0 |  | 0 |  | 0 |  | 0 |  | 0 |  | 0 |  | 0 |  |  | 0 | 0 | 0 |  |  | 0 | 0 | 0 | 0 | 0 | 0 | 0 | 0 | 0 | 0 | 0 | 0 | 0 | 0 | 0 | 0 | 0 | 0 | 0 | 0 | 0
0 | 0 |  |  |  | 0 | [11 empty] | 0 | 0 |  | 0 |  | 0 | [5 empty] | 0 |  | 0 |  | 0 |  | 0 |  | 0 |  | 0 |  | 0 |  | 0 |  |  | 0 | 0 | 0 |  |  | 0 | 0 | 0 | 0 | 0 | 0 | 0 | 0 | 0 | 0 | 0 | 0 | 0 | 0 | 0 | 0 | 0 | 0 | 0 | 0 | 0
0 | 0 |  |  |  | 0 | [11 empty] | 0 | 0 |  | 0 |  | 0 | [5 empty] | 0 |  | 0 |  | 0 |  | 0 |  | 0 |  | 0 |  | 0 |  | 0 |  |  | 0 | 0 | 0 |  |  | 0 | 0 | 0 | 0 | 0 | 0 | 0 | 0 | 0 | 0 | 0 | 0 | 0 | 0 | 0 | 0 | 0 | 0 | 0 | 0 | 0
0 | 0 |  |  |  | 0 | [11 empty] | 0 | 0 |  | 0 |  | 0 | [5 empty] | 0 |  | 0 |  | 0 |  | 0 |  | 0 |  | 0 |  | 0 |  | 0 |  |  | 0 | 0 | 0 |  |  | 0 | 0 | 0 | 0 | 0 | 0 | 0 | 0 | 0 | 0 | 0 | 0 | 0 | 0 | 0 | 0 | 0 | 0 | 0 | 0 | 0
0 | 0 |  |  |  | 0 | [11 empty] | 0 | 0 |  | 0 |  | 0 | [5 empty] | 0 |  | 0 |  | 0 |  | 0 |  | 0 |  | 0 |  | 0 |  | 0 |  |  | 0 | 0 | 0 |  |  | 0 | 0 | 0 | 0 | 0 | 0 | 0 | 0 | 0 | 0 | 0 | 0 | 0 | 0 | 0 | 0 | 0 | 0 | 0 | 0 | 0
0 | 0 |  |  |  | 0 | [11 empty] | 0 | 0 |  | 0 |  | 0 | [5 empty] | 0 |  | 0 |  | 0 |  | 0 |  | 0 |  | 0 |  | 0 |  | 0 |  |  | 0 | 0 | 0 |  |  | 0 | 0 | 0 | 0 | 0 | 0 | 0 | 0 | 0 | 0 | 0 | 0 | 0 | 0 | 0 | 0 | 0 | 0 | 0 | 0 | 0
0 | 0 |  |  |  | 0 | [11 empty] | 0 | 0 |  | 0 |  | 0 | [5 empty] | 0 |  | 0 |  | 0 |  | 0 |  | 0 |  | 0 |  | 0 |  | 0 |  |  | 0 | 0 | 0 |  |  | 0 | 0 | 0 | 0 | 0 | 0 | 0 | 0 | 0 | 0 | 0 | 0 | 0 | 0 | 0 | 0 | 0 | 0 | 0 | 0 | 0
0 | 0 |  |  |  | 0 | [11 empty] | 0 | 0 |  | 0 |  | 0 | [5 empty] | 0 |  | 0 |  | 0 |  | 0 |  | 0 |  | 0 |  | 0 |  | 0 |  |  | 0 | 0 | 0 |  |  | 0 | 0 | 0 | 0 | 0 | 0 | 0 | 0 | 0 | 0 | 0 | 0 | 0 | 0 | 0 | 0 | 0 | 0 | 0 | 0 | 0
0 | 0 |  |  |  | 0 | [11 empty] | 0 | 0 |  | 0 |  | 0 | [5 empty] | 0 |  | 0 |  | 0 |  | 0 |  | 0 |  | 0 |  | 0 |  | 0 |  |  | 0 | 0 | 0 |  |  | 0 | 0 | 0 | 0 | 0 | 0 | 0 | 0 | 0 | 0 | 0 | 0 | 0 | 0 | 0 | 0 | 0 | 0 | 0 | 0 | 0
0 | 0 |  |  |  | 0 | [11 empty] | 0 | 0 |  | 0 |  | 0 | [5 empty] | 0 |  | 0 |  | 0 |  | 0 |  | 0 |  | 0 |  | 0 |  | 0 |  |  | 0 | 0 | 0 |  |  | 0 | 0 | 0 | 0 | 0 | 0 | 0 | 0 | 0 | 0 | 0 | 0 | 0 | 0 | 0 | 0 | 0 | 0 | 0 | 0 | 0
0 | 0 |  |  |  | 0 | [11 empty] | 0 | 0 |  | 0 |  | 0 | [5 empty] | 0 |  | 0 |  | 0 |  | 0 |  | 0 |  | 0 |  | 0 |  | 0 |  |  | 0 | 0 | 0 |  |  | 0 | 0 | 0 | 0 | 0 | 0 | 0 | 0 | 0 | 0 | 0 | 0 | 0 | 0 | 0 | 0 | 0 | 0 | 0 | 0 | 0
0 | 0 |  |  |  | 0 | [11 empty] | 0 | 0 |  | 0 |  | 0 | [5 empty] | 0 |  | 0 |  | 0 |  | 0 |  | 0 |  | 0 |  | 0 |  | 0 |  |  | 0 | 0 | 0 |  |  | 0 | 0 | 0 | 0 | 0 | 0 | 0 | 0 | 0 | 0 | 0 | 0 | 0 | 0 | 0 | 0 | 0 | 0 | 0 | 0 | 0
0 | 0 |  |  |  | 0 | [11 empty] | 0 | 0 |  | 0 |  | 0 | [5 empty] | 0 |  | 0 |  | 0 |  | 0 |  | 0 |  | 0 |  | 0 |  | 0 |  |  | 0 | 0 | 0 |  |  | 0 | 0 | 0 | 0 | 0 | 0 | 0 | 0 | 0 | 0 | 0 | 0 | 0 | 0 | 0 | 0 | 0 | 0 | 0 | 0 | 0
0 | 0 |  |  |  | 0 | [11 empty] | 0 | 0 |  | 0 |  | 0 | [5 empty] | 0 |  | 0 |  | 0 |  | 0 |  | 0 |  | 0 |  | 0 |  | 0 |  |  | 0 | 0 | 0 |  |  | 0 | 0 | 0 | 0 | 0 | 0 | 0 | 0 | 0 | 0 | 0 | 0 | 0 | 0 | 0 | 0 | 0 | 0 | 0 | 0 | 0
0 | 0 |  |  |  | 0 | [11 empty] | 0 | 0 |  | 0 |  | 0 | [5 empty] | 0 |  | 0 |  | 0 |  | 0 |  | 0 |  | 0 |  | 0 |  | 0 |  |  | 0 | 0 | 0 |  |  | 0 | 0 | 0 | 0 | 0 | 0 | 0 | 0 | 0 | 0 | 0 | 0 | 0 | 0 | 0 | 0 | 0 | 0 | 0 | 0 | 0
0 | 0 |  |  |  | 0 | [11 empty] | 0 | 0 |  | 0 |  | 0 | [5 empty] | 0 |  | 0 |  | 0 |  | 0 |  | 0 |  | 0 |  | 0 |  | 0 |  |  | 0 | 0 | 0 |  |  | 0 | 0 | 0 | 0 | 0 | 0 | 0 | 0 | 0 | 0 | 0 | 0 | 0 | 0 | 0 | 0 | 0 | 0 | 0 | 0 | 0
0 | 0 |  |  |  | 0 | [11 empty] | 0 | 0 |  | 0 |  | 0 | [5 empty] | 0 |  | 0 |  | 0 |  | 0 |  | 0 |  | 0 |  | 0 |  | 0 |  |  | 0 | 0 | 0 |  |  | 0 | 0 | 0 | 0 | 0 | 0 | 0 | 0 | 0 | 0 | 0 | 0 | 0 | 0 | 0 | 0 | 0 | 0 | 0 | 0 | 0
0 | 0 |  |  |  | 0 | [11 empty] | 0 | 0 |  | 0 |  | 0 | [5 empty] | 0 |  | 0 |  | 0 |  | 0 |  | 0 |  | 0 |  | 0 |  | 0 |  |  | 0 | 0 | 0 |  |  | 0 | 0 | 0 | 0 | 0 | 0 | 0 | 0 | 0 | 0 | 0 | 0 | 0 | 0 | 0 | 0 | 0 | 0 | 0 | 0 | 0
0 | 0 |  |  |  | 0 | [11 empty] | 0 | 0 |  | 0 |  | 0 | [5 empty] | 0 |  | 0 |  | 0 |  | 0 |  | 0 |  | 0 |  | 0 |  | 0 |  |  | 0 | 0 | 0 |  |  | 0 | 0 | 0 | 0 | 0 | 0 | 0 | 0 | 0 | 0 | 0 | 0 | 0 | 0 | 0 | 0 | 0 | 0 | 0 | 0 | 0
0 | 0 |  |  |  | 0 | [11 empty] | 0 | 0 |  | 0 |  | 0 | [5 empty] | 0 |  | 0 |  | 0 |  | 0 |  | 0 |  | 0 |  | 0 |  | 0 |  |  | 0 | 0 | 0 |  |  | 0 | 0 | 0 | 0 | 0 | 0 | 0 | 0 | 0 | 0 | 0 | 0 | 0 | 0 | 0 | 0 | 0 | 0 | 0 | 0 | 0
0 | 0 |  |  |  | 0 | [11 empty] | 0 | 0 |  | 0 |  | 0 | [5 empty] | 0 |  | 0 |  | 0 |  | 0 |  | 0 |  | 0 |  | 0 |  | 0 |  |  | 0 | 0 | 0 |  |  | 0 | 0 | 0 | 0 | 0 | 0 | 0 | 0 | 0 | 0 | 0 | 0 | 0 | 0 | 0 | 0 | 0 | 0 | 0 | 0 | 0
0 | 0 |  |  |  | 0 | [11 empty] | 0 | 0 |  | 0 |  | 0 | [5 empty] | 0 |  | 0 |  | 0 |  | 0 |  | 0 |  | 0 |  | 0 |  | 0 |  |  | 0 | 0 | 0 |  |  | 0 | 0 | 0 | 0 | 0 | 0 | 0 | 0 | 0 | 0 | 0 | 0 | 0 | 0 | 0 | 0 | 0 | 0 | 0 | 0 | 0
0 | 0 |  |  |  | 0 | [11 empty] | 0 | 0 |  | 0 |  | 0 | [5 empty] | 0 |  | 0 |  | 0 |  | 0 |  | 0 |  | 0 |  | 0 |  | 0 |  |  | 0 | 0 | 0 |  |  | 0 | 0 | 0 | 0 | 0 | 0 | 0 | 0 | 0 | 0 | 0 | 0 | 0 | 0 | 0 | 0 | 0 | 0 | 0 | 0 | 0
0 | 0 |  |  |  | 0 | [11 empty] | 0 | 0 |  | 0 |  | 0 | [5 empty] | 0 |  | 0 |  | 0 |  | 0 |  | 0 |  | 0 |  | 0 |  | 0 |  |  | 0 | 0 | 0 |  |  | 0 | 0 | 0 | 0 | 0 | 0 | 0 | 0 | 0 | 0 | 0 | 0 | 0 | 0 | 0 | 0 | 0 | 0 | 0 | 0 | 0
0 | 0 |  |  |  | 0 | [11 empty] | 0 | 0 |  | 0 |  | 0 | [5 empty] | 0 |  | 0 |  | 0 |  | 0 |  | 0 |  | 0 |  | 0 |  | 0 |  |  | 0 | 0 | 0 |  |  | 0 | 0 | 0 | 0 | 0 | 0 | 0 | 0 | 0 | 0 | 0 | 0 | 0 | 0 | 0 | 0 | 0 | 0 | 0 | 0 | 0
0 | 0 |  |  |  | 0 | [11 empty] | 0 | 0 |  | 0 |  | 0 | [5 empty] | 0 |  | 0 |  | 0 |  | 0 |  | 0 |  | 0 |  | 0 |  | 0 |  |  | 0 | 0 | 0 |  |  | 0 | 0 | 0 | 0 | 0 | 0 | 0 | 0 | 0 | 0 | 0 | 0 | 0 | 0 | 0 | 0 | 0 | 0 | 0 | 0 | 0
0 | 0 |  |  |  | 0 | [11 empty] | 0 | 0 |  | 0 |  | 0 | [5 empty] | 0 |  | 0 |  | 0 |  | 0 |  | 0 |  | 0 |  | 0 |  | 0 |  |  | 0 | 0 | 0 |  |  | 0 | 0 | 0 | 0 | 0 | 0 | 0 | 0 | 0 | 0 | 0 | 0 | 0 | 0 | 0 | 0 | 0 | 0 | 0 | 0 | 0
0 | 0 |  |  |  | 0 | [11 empty] | 0 | 0 |  | 0 |  | 0 | [5 empty] | 0 |  | 0 |  | 0 |  | 0 |  | 0 |  | 0 |  | 0 |  | 0 |  |  | 0 | 0 | 0 |  |  | 0 | 0 | 0 | 0 | 0 | 0 | 0 | 0 | 0 | 0 | 0 | 0 | 0 | 0 | 0 | 0 | 0 | 0 | 0 | 0 | 0
0 | 0 |  |  |  | 0 | [11 empty] | 0 | 0 |  | 0 |  | 0 | [5 empty] | 0 |  | 0 |  | 0 |  | 0 |  | 0 |  | 0 |  | 0 |  | 0 |  |  | 0 | 0 | 0 |  |  | 0 | 0 | 0 | 0 | 0 | 0 | 0 | 0 | 0 | 0 | 0 | 0 | 0 | 0 | 0 | 0 | 0 | 0 | 0 | 0 | 0
0 | 0 |  |  |  | 0 | [11 empty] | 0 | 0 |  | 0 |  | 0 | [5 empty] | 0 |  | 0 |  | 0 |  | 0 |  | 0 |  | 0 |  | 0 |  | 0 |  |  | 0 | 0 | 0 |  |  | 0 | 0 | 0 | 0 | 0 | 0 | 0 | 0 | 0 | 0 | 0 | 0 | 0 | 0 | 0 | 0 | 0 | 0 | 0 | 0 | 0
0 | 0 |  |  |  | 0 | [11 empty] | 0 | 0 |  | 0 |  | 0 | [5 empty] | 0 |  | 0 |  | 0 |  | 0 |  | 0 |  | 0 |  | 0 |  | 0 |  |  | 0 | 0 | 0 |  |  | 0 | 0 | 0 | 0 | 0 | 0 | 0 | 0 | 0 | 0 | 0 | 0 | 0 | 0 | 0 | 0 | 0 | 0 | 0 | 0 | 0
0 | 0 |  |  |  | 0 | [11 empty] | 0 | 0 |  | 0 |  | 0 | [5 empty] | 0 |  | 0 |  | 0 |  | 0 |  | 0 |  | 0 |  | 0 |  | 0 |  |  | 0 | 0 | 0 |  |  | 0 | 0 | 0 | 0 | 0 | 0 | 0 | 0 | 0 | 0 | 0 | 0 | 0 | 0 | 0 | 0 | 0 | 0 | 0 | 0 | 0
0 | 0 |  |  |  | 0 | [11 empty] | 0 | 0 |  | 0 |  | 0 | [5 empty] | 0 |  | 0 |  | 0 |  | 0 |  | 0 |  | 0 |  | 0 |  | 0 |  |  | 0 | 0 | 0 |  |  | 0 | 0 | 0 | 0 | 0 | 0 | 0 | 0 | 0 | 0 | 0 | 0 | 0 | 0 | 0 | 0 | 0 | 0 | 0 | 0 | 0
0 | 0 |  |  |  | 0 | [11 empty] | 0 | 0 |  | 0 |  | 0 | [5 empty] | 0 |  | 0 |  | 0 |  | 0 |  | 0 |  | 0 |  | 0 |  | 0 |  |  | 0 | 0 | 0 |  |  | 0 | 0 | 0 | 0 | 0 | 0 | 0 | 0 | 0 | 0 | 0 | 0 | 0 | 0 | 0 | 0 | 0 | 0 | 0 | 0 | 0
0 | 0 |  |  |  | 0 | [11 empty] | 0 | 0 |  | 0 |  | 0 | [5 empty] | 0 |  | 0 |  | 0 |  | 0 |  | 0 |  | 0 |  | 0 |  | 0 |  |  | 0 | 0 | 0 |  |  | 0 | 0 | 0 | 0 | 0 | 0 | 0 | 0 | 0 | 0 | 0 | 0 | 0 | 0 | 0 | 0 | 0 | 0 | 0 | 0 | 0
0 | 0 |  |  |  | 0 | [11 empty] | 0 | 0 |  | 0 |  | 0 | [5 empty] | 0 |  | 0 |  | 0 |  | 0 |  | 0 |  | 0 |  | 0 |  | 0 |  |  | 0 | 0 | 0 |  |  | 0 | 0 | 0 | 0 | 0 | 0 | 0 | 0 | 0 | 0 | 0 | 0 | 0 | 0 | 0 | 0 | 0 | 0 | 0 | 0 | 0
0 | 0 |  |  |  | 0 | [11 empty] | 0 | 0 |  | 0 |  | 0 | [5 empty] | 0 |  | 0 |  | 0 |  | 0 |  | 0 |  | 0 |  | 0 |  | 0 |  |  | 0 | 0 | 0 |  |  | 0 | 0 | 0 | 0 | 0 | 0 | 0 | 0 | 0 | 0 | 0 | 0 | 0 | 0 | 0 | 0 | 0 | 0 | 0 | 0 | 0
0 | 0 |  |  |  | 0 | [11 empty] | 0 | 0 |  | 0 |  | 0 | [5 empty] | 0 |  | 0 |  | 0 |  | 0 |  | 0 |  | 0 |  | 0 |  | 0 |  |  | 0 | 0 | 0 |  |  | 0 | 0 | 0 | 0 | 0 | 0 | 0 | 0 | 0 | 0 | 0 | 0 | 0 | 0 | 0 | 0 | 0 | 0 | 0 | 0 | 0
0 | 0 |  |  |  | 0 | [11 empty] | 0 | 0 |  | 0 |  | 0 | [5 empty] | 0 |  | 0 |  | 0 |  | 0 |  | 0 |  | 0 |  | 0 |  | 0 |  |  | 0 | 0 | 0 |  |  | 0 | 0 | 0 | 0 | 0 | 0 | 0 | 0 | 0 | 0 | 0 | 0 | 0 | 0 | 0 | 0 | 0 | 0 | 0 | 0 | 0
0 | 0 |  |  |  | 0 | [11 empty] | 0 | 0 |  | 0 |  | 0 | [5 empty] | 0 |  | 0 |  | 0 |  | 0 |  | 0 |  | 0 |  | 0 |  | 0 |  |  | 0 | 0 | 0 |  |  | 0 | 0 | 0 | 0 | 0 | 0 | 0 | 0 | 0 | 0 | 0 | 0 | 0 | 0 | 0 | 0 | 0 | 0 | 0 | 0 | 0
0 | 0 |  |  |  | 0 | [11 empty] | 0 | 0 |  | 0 |  | 0 | [5 empty] | 0 |  | 0 |  | 0 |  | 0 |  | 0 |  | 0 |  | 0 |  | 0 |  |  | 0 | 0 | 0 |  |  | 0 | 0 | 0 | 0 | 0 | 0 | 0 | 0 | 0 | 0 | 0 | 0 | 0 | 0 | 0 | 0 | 0 | 0 | 0 | 0 | 0
0 | 0 |  |  |  | 0 | [11 empty] | 0 | 0 |  | 0 |  | 0 | [5 empty] | 0 |  | 0 |  | 0 |  | 0 |  | 0 |  | 0 |  | 0 |  | 0 |  |  | 0 | 0 | 0 |  |  | 0 | 0 | 0 | 0 | 0 | 0 | 0 | 0 | 0 | 0 | 0 | 0 | 0 | 0 | 0 | 0 | 0 | 0 | 0 | 0 | 0
0 | 0 |  |  |  | 0 | [11 empty] | 0 | 0 |  | 0 |  | 0 | [5 empty] | 0 |  | 0 |  | 0 |  | 0 |  | 0 |  | 0 |  | 0 |  | 0 |  |  | 0 | 0 | 0 |  |  | 0 | 0 | 0 | 0 | 0 | 0 | 0 | 0 | 0 | 0 | 0 | 0 | 0 | 0 | 0 | 0 | 0 | 0 | 0 | 0 | 0
0 | 0 |  |  |  | 0 | [11 empty] | 0 | 0 |  | 0 |  | 0 | [5 empty] | 0 |  | 0 |  | 0 |  | 0 |  | 0 |  | 0 |  | 0 |  | 0 |  |  | 0 | 0 | 0 |  |  | 0 | 0 | 0 | 0 | 0 | 0 | 0 | 0 | 0 | 0 | 0 | 0 | 0 | 0 | 0 | 0 | 0 | 0 | 0 | 0 | 0
0 | 0 |  |  |  | 0 | [11 empty] | 0 | 0 |  | 0 |  | 0 | [5 empty] | 0 |  | 0 |  | 0 |  | 0 |  | 0 |  | 0 |  | 0 |  | 0 |  |  | 0 | 0 | 0 |  |  | 0 | 0 | 0 | 0 | 0 | 0 | 0 | 0 | 0 | 0 | 0 | 0 | 0 | 0 | 0 | 0 | 0 | 0 | 0 | 0 | 0
0 | 0 |  |  |  | 0 | [11 empty] | 0 | 0 |  | 0 |  | 0 | [5 empty] | 0 |  | 0 |  | 0 |  | 0 |  | 0 |  | 0 |  | 0 |  | 0 |  |  | 0 | 0 | 0 |  |  | 0 | 0 | 0 | 0 | 0 | 0 | 0 | 0 | 0 | 0 | 0 | 0 | 0 | 0 | 0 | 0 | 0 | 0 | 0 | 0 | 0
0 | 0 |  |  |  | 0 | [11 empty] | 0 | 0 |  | 0 |  | 0 | [5 empty] | 0 |  | 0 |  | 0 |  | 0 |  | 0 |  | 0 |  | 0 |  | 0 |  |  | 0 | 0 | 0 |  |  | 0 | 0 | 0 | 0 | 0 | 0 | 0 | 0 | 0 | 0 | 0 | 0 | 0 | 0 | 0 | 0 | 0 | 0 | 0 | 0 | 0
0 | 0 |  |  |  | 0 | [11 empty] | 0 | 0 |  | 0 |  | 0 | [5 empty] | 0 |  | 0 |  | 0 |  | 0 |  | 0 |  | 0 |  | 0 |  | 0 |  |  | 0 | 0 | 0 |  |  | 0 | 0 | 0 | 0 | 0 | 0 | 0 | 0 | 0 | 0 | 0 | 0 | 0 | 0 | 0 | 0 | 0 | 0 | 0 | 0 | 0
0 | 0 |  |  |  | 0 | [11 empty] | 0 | 0 |  | 0 |  | 0 | [5 empty] | 0 |  | 0 |  | 0 |  | 0 |  | 0 |  | 0 |  | 0 |  | 0 |  |  | 0 | 0 | 0 |  |  | 0 | 0 | 0 | 0 | 0 | 0 | 0 | 0 | 0 | 0 | 0 | 0 | 0 | 0 | 0 | 0 | 0 | 0 | 0 | 0 | 0
0 | 0 |  |  |  | 0 | [11 empty] | 0 | 0 |  | 0 |  | 0 | [5 empty] | 0 |  | 0 |  | 0 |  | 0 |  | 0 |  | 0 |  | 0 |  | 0 |  |  | 0 | 0 | 0 |  |  | 0 | 0 | 0 | 0 | 0 | 0 | 0 | 0 | 0 | 0 | 0 | 0 | 0 | 0 | 0 | 0 | 0 | 0 | 0 | 0 | 0
0 | 0 |  |  |  | 0 | [11 empty] | 0 | 0 |  | 0 |  | 0 | [5 empty] | 0 |  | 0 |  | 0 |  | 0 |  | 0 |  | 0 |  | 0 |  | 0 |  |  | 0 | 0 | 0 |  |  | 0 | 0 | 0 | 0 | 0 | 0 | 0 | 0 | 0 | 0 | 0 | 0 | 0 | 0 | 0 | 0 | 0 | 0 | 0 | 0 | 0
0 | 0 |  |  |  | 0 | [11 empty] | 0 | 0 |  | 0 |  | 0 | [5 empty] | 0 |  | 0 |  | 0 |  | 0 |  | 0 |  | 0 |  | 0 |  | 0 |  |  | 0 | 0 | 0 |  |  | 0 | 0 | 0 | 0 | 0 | 0 | 0 | 0 | 0 | 0 | 0 | 0 | 0 | 0 | 0 | 0 | 0 | 0 | 0 | 0 | 0
0 | 0 |  |  |  | 0 | [11 empty] | 0 | 0 |  | 0 |  | 0 | [5 empty] | 0 |  | 0 |  | 0 |  | 0 |  | 0 |  | 0 |  | 0 |  | 0 |  |  | 0 | 0 | 0 |  |  | 0 | 0 | 0 | 0 | 0 | 0 | 0 | 0 | 0 | 0 | 0 | 0 | 0 | 0 | 0 | 0 | 0 | 0 | 0 | 0 | 0
0 | 0 |  |  |  | 0 | [11 empty] | 0 | 0 |  | 0 |  | 0 | [5 empty] | 0 |  | 0 |  | 0 |  | 0 |  | 0 |  | 0 |  | 0 |  | 0 |  |  | 0 | 0 | 0 |  |  | 0 | 0 | 0 | 0 | 0 | 0 | 0 | 0 | 0 | 0 | 0 | 0 | 0 | 0 | 0 | 0 | 0 | 0 | 0 | 0 | 0
0
[6 empty] | END |  | Total Price for Schedule 4 | [9 empty] | 0 |  | 0 |  | 0 | Baht |  | Baht |  | Baht |  | Baht |  | Baht |  |  | 0 | Baht |  | Baht |  | Baht |  | Baht |  |  |  |  | Baht | Baht |  |  | Baht | Baht | Baht | Baht | Baht | Baht | Baht | Baht | Baht | Baht | Baht | Baht | Baht | Baht | Baht | Baht | Baht | Baht | Baht | Baht | Baht | bar: 79 to 81
[18 empty] | 0 |  | 0 |  | 0 | [5 empty] | 0 |  | 0 |  | 0 |  | 0 |  | 0 |  | 0 |  | 0 |  | 0 |  |  |  | 0 | 0 |  |  | 0 | 0 | 0 | 0 | 0 | 0 | 0 | 0 | 0 | 0 | 0 | 0 | 0 | 0 | 0 | 0 | 0 | 0 | 0 | 0 | 0 | bar: 79 to 81
[18 empty] | 0 |  | 0 |  | 0 | [11 empty] | 0 | bar: 79 to 81
[18 empty] | 0 |  | 0 |  | 0 | [11 empty] | 0 | bar: 79 to 81
[18 empty] | 0 |  | 0 |  | 0 | [11 empty] | 0
[18 empty] | 0 |  | 0 |  | 0 | [11 empty] | 0
[18 empty] | 0 |  | 0 |  | 0 | [11 empty] | 0
[18 empty] | 0 |  | 0 |  | 0 | [11 empty] | 0
000000000000000000000000000000000000000
0000000000000000000000000000000000000000
000000000000000000000
[8 empty] | 0 | 0 |  |  |  |  | 0000000000000000000000000000000000000000000000000000000000000000000000000000000000000000000000000000
[8 empty] | 0 | 0
[8 empty] | 0 | 0
[8 empty] | 0 | 0
[8 empty] | 0 | 0
[8 empty] | 0 | 0
[8 empty] | 0 | 0
[8 empty] | 0 | 0
[8 empty] | 0 | 0
[8 empty] | 0 | 0
[8 empty] | 0 | 0
[8 empty] | 0 | 0
[8 empty] | 0 | 0
[8 empty] | 0 | 0
[8 empty] | 0 | 0
[8 empty] | 0 | 0
[8 empty] | 0 | 0
[8 empty] | 0 | 0
[8 empty] | 0 | 0
[8 empty] | 0 | 0
[8 empty] | 0 | 0
[8 empty] | 0 | 0
[8 empty] | 0 | 0
[8 empty] | 0 | 0
[8 empty] | 0 | 0
[8 empty] | 0 | 0
[8 empty] | 0 | 0
[8 empty] | 0 | 0
[8 empty] | 0 | 0
[8 empty] | 0 | 0
[8 empty] | 0 | 0
[8 empty] | 0 | 0
[8 empty] | 0 | 0
[8 empty] | 0 | 0
[8 empty] | 0 | 0
[8 empty] | 0 | 0
[8 empty] | 0 | 0
[8 empty] | 0 | 0
[8 empty] | 0 | 0
[8 empty] | 0 | 0
[8 empty] | 0 | 0
[8 empty] | 0 | 0
[8 empty] | 0 | 0
[8 empty] | 0 | 0
[8 empty] | 0 | 0
[8 empty] | 0 | 0
[8 empty] | 0 | 0
[8 empty] | 0 | 0
[8 empty] | 0 | 0
[8 empty] | 0 | 0
[8 empty] | 0 | 0
[8 empty] | 0 | 0
[8 empty] | 0 | 0
[8 empty] | 0 | 0
[8 empty] | 0 | 0
[8 empty] | 0 | 0
[8 empty] | 0 | 0
[8 empty] | 0 | 0
[8 empty] | 0 | 0
[8 empty] | 0 | 0
[8 empty] | 0 | 0
[8 empty] | 0 | 0
[8 empty] | 0 | 0
[8 empty] | 0 | 0
[8 empty] | 0 | 0
[8 empty] | 0 | 0
[8 empty] | 0 | 0
[8 empty] | 0 | 0
[8 empty] | 0 | 0
[8 empty] | 0 | 0
[8 empty] | 0 | 0
[8 empty] | 0 | 0
[8 empty] | 0 | 0
[8 empty] | 0 | 0
[8 empty] | 0 | 0
[8 empty] | 0 | 0
[8 empty] | 0 | 0
[8 empty] | 0 | 0
[8 empty] | 0 | 0
[8 empty] | 0 | 0
[8 empty] | 0 | 0
[8 empty] | 0 | 0
[8 empty] | 0 | 0
[8 empty] | 0 | 0
[8 empty] | 0 | 0
[8 empty] | 0 | 0
[8 empty] | 0 | 0
[8 empty] | 0 | 0
[8 empty] | 0 | 0
[8 empty] | 0 | 0
[8 empty] | 0 | 0
[8 empty] | 0 | 0
[8 empty] | 0 | 0
[8 empty] | 0 | 0
[8 empty] | 0 | 0
[8 empty] | 0 | 0
[8 empty] | 0 | 0
[8 empty] | 0 | 0
[8 empty] | 0 | 0
[8 empty] | 0 | 0

## Sch 5 (hidden)
INVITATION TO BID NO. VKS1-SWG-01
Schedule 5 :
[77 empty] | 79 | 80 | 81 | 82 | 83 | 84 | 85 | 86 | 87 | 88 | 89 | 90 | 91 | 92 | 93 | 94 | 95 | 96 | 97 | 98 | 99 | 100 | 101 | 102 | 103 | 104 | 105 | 106 | 107 | 108 | 109 | 110 | 111 | 112 | 113 | 114 | 115 | 116 | 117 | 118 | 119 | 120 | 121 | 122 | 123 | 124 | 125 | 126 | 127 | 128
[8 empty] | SUPPLY OF 115 KV COMPACT SWITCHGEAR | [62 empty] | 72 | 73 | 75 | 76 | 77 | 78 | 82: Breakdown per Item :
[8 empty] | TRANSMISSION SYSTEM FOR HYDRO-FLOATING SOLAR HYBRID PROJECT VAJIRALONGKORN DAM UNIT 1 | [68 empty] | 82: Schedule :
System :
Job No. | Substation | Delivery Required by EGAT |  |  |  | Material group | Code No. | Item No. | Description | Short Description | Drawing No. / Reference No. | Qty. | Unit | Currency | Supply of Equipment |  |  |  | Supply of Equipment |  | Supply of Equipment |  | Supply of Equipment |  |  |  | Supply of Equipment |  | Supply of Equipment |  | Supply of Equipment |  | Foreign Currency |  | Local Currency |  | Local Transportation |  | Local Transportation, Construction and Installation |  | Purchase Price Offered for Dismantled Equipment |  | Plant |  | UOM | [25 empty] | Irrelevant | Incoterm | Account Assignment | Cost Object | Fund Center |  | 105: CFR Thai Port; 107: CIF Thai Port; 109: DDP EGAT 's Store; 111: Local Transportation; 113: Custom Clearance; 115: DDP EGAT 's Store; 117: Ex-works Price; 119: Local Transportation; 121: Foreign Currency; 123: Local Currency; 125: Local Transportation to EGAT 's Store; 127: Local Transportation, Construction and Installation | Long Description | Short Description
|  | (with in months after receipt of the notification of award) | [12 empty] | Foreign Supply |  |  |  | Foreign Supply |  | Foreign Supply |  | Foreign Supply | [5 empty] | Local Supply |  | Local Supply | [16 empty] | Preference | % Import Duty | Preference | CFR Price | CIF Price | Foreign Currency | Ex-works Price | Local Currency | Local Transportation | Local Transportation, | Marine Insurance Price | Customs Clearance | Import Duty Price | VAT for Imported Equipment | VAT for Import Duty | VAT for | VAT for Ex-works Price | VAT for | VAT for | VAT for Transportation, Construction and Installation | Foreign | Local | Evaluation Price | [6 empty] | 115: ( excluding VAT ); 117: ( excluding VAT )
[5 empty] | Completion Date | [9 empty] | FOB Vessel | Cost of | CFR Thai Port |  | CIF Thai Port |  | DDP EGAT 's Store |  | Local Transportation |  | Custom Clearance |  | DDP EGAT 's Store |  | Ex-works Price |  | Local Transportation | [12 empty] | Breakdown tab |  | Proposed Price | Evaluation Price | Status | [7 empty] | to EGAT 's Store | Construction and | [5 empty] | Foreign Currency |  | Local Currency | Local Transportation |  | Price Adjustment | Price Adjustment | [7 empty] | 104: Incoterm; 105: CFR; 107: CIF; 109: DDP; 111: ZTF; 113: ZCC; 115: DDP; 117: EXW; 119: ZTL; 125: ZTT; 127: ZCN
|  | CFR Thai Port | DDP or EGAT's Store | Ex-works | [11 empty] | Transportation | [10 empty] | ( excluding VAT ) |  | ( excluding VAT ) |  | ( excluding VAT ) |  |  |  | ( excluding VAT ) |  | ( excluding VAT ) |  | ( excluding VAT ) |  | ( including VAT ) | [15 empty] | Installation | [%Insure(110%(CFR))] | [%Custom(CIF)] | [%Import Duty(CIF)] | [ %VAT(CFR/CIF) ] | [ %VAT( Import Duty) ] | [ %VAT(Foreign Currency) ] | [ %VAT(Ex-works Price) ] | [ %VAT(Local Currency) ] | to EGAT 's Store | [10 empty] | 104: Material group; 111: SV-TRN-MT; 113: SV-CTM; 119: SV-TRN-MT; 125: SV-TRN-MT; 127: SV-CVL
[16 empty] | to Thai Port | [6 empty] | Baht |  | Baht |  | Baht |  | Baht |  | Baht |  |  |  | Baht |  | Baht |  | Baht |  | Baht |  |  |  |  | Baht | Baht |  |  | Baht | Baht | Baht | Baht | Baht | Baht | Baht | Baht | Baht | Baht | Baht | Baht | Baht | Baht | Baht | Baht | Baht | Baht | Baht | Baht | Baht
|  | (month) | (month) | (month) | (month) | [9 empty] | Unit Price | Unit Price | Unit Price | Amount | Unit Price | Amount | Unit Price | Amount | Unit Price | Amount | Unit Price | Amount | Unit Price | Amount | Unit Price | Amount | Unit Price | Amount | Unit Price | Amount | Unit Price | Amount | Unit Price | Amount | Unit Price | Amount | Unit Price | Amount | [5 empty] | (Y/N) | (IPDTY) | (PRF) | (CFR) | (CIF) | (FC) | (EW) | (LC) | (LT) | (TCI) | (MI) | (CC) | ( IDP) | (VATIE) | (VATID) | (VATFC) | (VATEW) | (VATLC) | (VATLT) | (VATTCI) | (FPA) | (LPA) | (EVAPR)
0 | 0 |  |  |  | 0 | [11 empty] | 0 | 0 |  | 0 |  | 0 | [5 empty] | 0 |  | 0 |  | 0 |  | 0 |  | 0 |  | 0 |  | 0 |  | 0 |  |  | 0 | 0 | 0 |  |  | 0 | 0 | 0 | 0 | 0 | 0 | 0 | 0 | 0 | 0 | 0 | 0 | 0 | 0 | 0 | 0 | 0 | 0 | 0 | 0 | 0
0 | 0 |  |  |  | 0 | [11 empty] | 0 | 0 |  | 0 |  | 0 | [5 empty] | 0 |  | 0 |  | 0 |  | 0 |  | 0 |  | 0 |  | 0 |  | 0 |  |  | 0 | 0 | 0 |  |  | 0 | 0 | 0 | 0 | 0 | 0 | 0 | 0 | 0 | 0 | 0 | 0 | 0 | 0 | 0 | 0 | 0 | 0 | 0 | 0 | 0
0 | 0 |  |  |  | 0 | [11 empty] | 0 | 0 |  | 0 |  | 0 | [5 empty] | 0 |  | 0 |  | 0 |  | 0 |  | 0 |  | 0 |  | 0 |  | 0 |  |  | 0 | 0 | 0 |  |  | 0 | 0 | 0 | 0 | 0 | 0 | 0 | 0 | 0 | 0 | 0 | 0 | 0 | 0 | 0 | 0 | 0 | 0 | 0 | 0 | 0
0 | 0 |  |  |  | 0 | [11 empty] | 0 | 0 |  | 0 |  | 0 | [5 empty] | 0 |  | 0 |  | 0 |  | 0 |  | 0 |  | 0 |  | 0 |  | 0 |  |  | 0 | 0 | 0 |  |  | 0 | 0 | 0 | 0 | 0 | 0 | 0 | 0 | 0 | 0 | 0 | 0 | 0 | 0 | 0 | 0 | 0 | 0 | 0 | 0 | 0
0 | 0 |  |  |  | 0 | [11 empty] | 0 | 0 |  | 0 |  | 0 | [5 empty] | 0 |  | 0 |  | 0 |  | 0 |  | 0 |  | 0 |  | 0 |  | 0 |  |  | 0 | 0 | 0 |  |  | 0 | 0 | 0 | 0 | 0 | 0 | 0 | 0 | 0 | 0 | 0 | 0 | 0 | 0 | 0 | 0 | 0 | 0 | 0 | 0 | 0
0 | 0 |  |  |  | 0 | [11 empty] | 0 | 0 |  | 0 |  | 0 | [5 empty] | 0 |  | 0 |  | 0 |  | 0 |  | 0 |  | 0 |  | 0 |  | 0 |  |  | 0 | 0 | 0 |  |  | 0 | 0 | 0 | 0 | 0 | 0 | 0 | 0 | 0 | 0 | 0 | 0 | 0 | 0 | 0 | 0 | 0 | 0 | 0 | 0 | 0
0 | 0 |  |  |  | 0 | [11 empty] | 0 | 0 |  | 0 |  | 0 | [5 empty] | 0 |  | 0 |  | 0 |  | 0 |  | 0 |  | 0 |  | 0 |  | 0 |  |  | 0 | 0 | 0 |  |  | 0 | 0 | 0 | 0 | 0 | 0 | 0 | 0 | 0 | 0 | 0 | 0 | 0 | 0 | 0 | 0 | 0 | 0 | 0 | 0 | 0
0 | 0 |  |  |  | 0 | [11 empty] | 0 | 0 |  | 0 |  | 0 | [5 empty] | 0 |  | 0 |  | 0 |  | 0 |  | 0 |  | 0 |  | 0 |  | 0 |  |  | 0 | 0 | 0 |  |  | 0 | 0 | 0 | 0 | 0 | 0 | 0 | 0 | 0 | 0 | 0 | 0 | 0 | 0 | 0 | 0 | 0 | 0 | 0 | 0 | 0
0 | 0 |  |  |  | 0 | [11 empty] | 0 | 0 |  | 0 |  | 0 | [5 empty] | 0 |  | 0 |  | 0 |  | 0 |  | 0 |  | 0 |  | 0 |  | 0 |  |  | 0 | 0 | 0 |  |  | 0 | 0 | 0 | 0 | 0 | 0 | 0 | 0 | 0 | 0 | 0 | 0 | 0 | 0 | 0 | 0 | 0 | 0 | 0 | 0 | 0
0 | 0 |  |  |  | 0 | [11 empty] | 0 | 0 |  | 0 |  | 0 | [5 empty] | 0 |  | 0 |  | 0 |  | 0 |  | 0 |  | 0 |  | 0 |  | 0 |  |  | 0 | 0 | 0 |  |  | 0 | 0 | 0 | 0 | 0 | 0 | 0 | 0 | 0 | 0 | 0 | 0 | 0 | 0 | 0 | 0 | 0 | 0 | 0 | 0 | 0
0 | 0 |  |  |  | 0 | [11 empty] | 0 | 0 |  | 0 |  | 0 | [5 empty] | 0 |  | 0 |  | 0 |  | 0 |  | 0 |  | 0 |  | 0 |  | 0 |  |  | 0 | 0 | 0 |  |  | 0 | 0 | 0 | 0 | 0 | 0 | 0 | 0 | 0 | 0 | 0 | 0 | 0 | 0 | 0 | 0 | 0 | 0 | 0 | 0 | 0
0 | 0 |  |  |  | 0 | [11 empty] | 0 | 0 |  | 0 |  | 0 | [5 empty] | 0 |  | 0 |  | 0 |  | 0 |  | 0 |  | 0 |  | 0 |  | 0 |  |  | 0 | 0 | 0 |  |  | 0 | 0 | 0 | 0 | 0 | 0 | 0 | 0 | 0 | 0 | 0 | 0 | 0 | 0 | 0 | 0 | 0 | 0 | 0 | 0 | 0
0 | 0 |  |  |  | 0 | [11 empty] | 0 | 0 |  | 0 |  | 0 | [5 empty] | 0 |  | 0 |  | 0 |  | 0 |  | 0 |  | 0 |  | 0 |  | 0 |  |  | 0 | 0 | 0 |  |  | 0 | 0 | 0 | 0 | 0 | 0 | 0 | 0 | 0 | 0 | 0 | 0 | 0 | 0 | 0 | 0 | 0 | 0 | 0 | 0 | 0
0 | 0 |  |  |  | 0 | [11 empty] | 0 | 0 |  | 0 |  | 0 | [5 empty] | 0 |  | 0 |  | 0 |  | 0 |  | 0 |  | 0 |  | 0 |  | 0 |  |  | 0 | 0 | 0 |  |  | 0 | 0 | 0 | 0 | 0 | 0 | 0 | 0 | 0 | 0 | 0 | 0 | 0 | 0 | 0 | 0 | 0 | 0 | 0 | 0 | 0
0 | 0 |  |  |  | 0 | [11 empty] | 0 | 0 |  | 0 |  | 0 | [5 empty] | 0 |  | 0 |  | 0 |  | 0 |  | 0 |  | 0 |  | 0 |  | 0 |  |  | 0 | 0 | 0 |  |  | 0 | 0 | 0 | 0 | 0 | 0 | 0 | 0 | 0 | 0 | 0 | 0 | 0 | 0 | 0 | 0 | 0 | 0 | 0 | 0 | 0
0 | 0 |  |  |  | 0 | [11 empty] | 0 | 0 |  | 0 |  | 0 | [5 empty] | 0 |  | 0 |  | 0 |  | 0 |  | 0 |  | 0 |  | 0 |  | 0 |  |  | 0 | 0 | 0 |  |  | 0 | 0 | 0 | 0 | 0 | 0 | 0 | 0 | 0 | 0 | 0 | 0 | 0 | 0 | 0 | 0 | 0 | 0 | 0 | 0 | 0
0 | 0 |  |  |  | 0 | [11 empty] | 0 | 0 |  | 0 |  | 0 | [5 empty] | 0 |  | 0 |  | 0 |  | 0 |  | 0 |  | 0 |  | 0 |  | 0 |  |  | 0 | 0 | 0 |  |  | 0 | 0 | 0 | 0 | 0 | 0 | 0 | 0 | 0 | 0 | 0 | 0 | 0 | 0 | 0 | 0 | 0 | 0 | 0 | 0 | 0
0 | 0 |  |  |  | 0 | [11 empty] | 0 | 0 |  | 0 |  | 0 | [5 empty] | 0 |  | 0 |  | 0 |  | 0 |  | 0 |  | 0 |  | 0 |  | 0 |  |  | 0 | 0 | 0 |  |  | 0 | 0 | 0 | 0 | 0 | 0 | 0 | 0 | 0 | 0 | 0 | 0 | 0 | 0 | 0 | 0 | 0 | 0 | 0 | 0 | 0
0 | 0 |  |  |  | 0 | [11 empty] | 0 | 0 |  | 0 |  | 0 | [5 empty] | 0 |  | 0 |  | 0 |  | 0 |  | 0 |  | 0 |  | 0 |  | 0 |  |  | 0 | 0 | 0 |  |  | 0 | 0 | 0 | 0 | 0 | 0 | 0 | 0 | 0 | 0 | 0 | 0 | 0 | 0 | 0 | 0 | 0 | 0 | 0 | 0 | 0
0 | 0 |  |  |  | 0 | [11 empty] | 0 | 0 |  | 0 |  | 0 | [5 empty] | 0 |  | 0 |  | 0 |  | 0 |  | 0 |  | 0 |  | 0 |  | 0 |  |  | 0 | 0 | 0 |  |  | 0 | 0 | 0 | 0 | 0 | 0 | 0 | 0 | 0 | 0 | 0 | 0 | 0 | 0 | 0 | 0 | 0 | 0 | 0 | 0 | 0
0 | 0 |  |  |  | 0 | [11 empty] | 0 | 0 |  | 0 |  | 0 | [5 empty] | 0 |  | 0 |  | 0 |  | 0 |  | 0 |  | 0 |  | 0 |  | 0 |  |  | 0 | 0 | 0 |  |  | 0 | 0 | 0 | 0 | 0 | 0 | 0 | 0 | 0 | 0 | 0 | 0 | 0 | 0 | 0 | 0 | 0 | 0 | 0 | 0 | 0
0 | 0 |  |  |  | 0 | [11 empty] | 0 | 0 |  | 0 |  | 0 | [5 empty] | 0 |  | 0 |  | 0 |  | 0 |  | 0 |  | 0 |  | 0 |  | 0 |  |  | 0 | 0 | 0 |  |  | 0 | 0 | 0 | 0 | 0 | 0 | 0 | 0 | 0 | 0 | 0 | 0 | 0 | 0 | 0 | 0 | 0 | 0 | 0 | 0 | 0
0 | 0 |  |  |  | 0 | [11 empty] | 0 | 0 |  | 0 |  | 0 | [5 empty] | 0 |  | 0 |  | 0 |  | 0 |  | 0 |  | 0 |  | 0 |  | 0 |  |  | 0 | 0 | 0 |  |  | 0 | 0 | 0 | 0 | 0 | 0 | 0 | 0 | 0 | 0 | 0 | 0 | 0 | 0 | 0 | 0 | 0 | 0 | 0 | 0 | 0
0 | 0 |  |  |  | 0 | [11 empty] | 0 | 0 |  | 0 |  | 0 | [5 empty] | 0 |  | 0 |  | 0 |  | 0 |  | 0 |  | 0 |  | 0 |  | 0 |  |  | 0 | 0 | 0 |  |  | 0 | 0 | 0 | 0 | 0 | 0 | 0 | 0 | 0 | 0 | 0 | 0 | 0 | 0 | 0 | 0 | 0 | 0 | 0 | 0 | 0
0 | 0 |  |  |  | 0 | [11 empty] | 0 | 0 |  | 0 |  | 0 | [5 empty] | 0 |  | 0 |  | 0 |  | 0 |  | 0 |  | 0 |  | 0 |  | 0 |  |  | 0 | 0 | 0 |  |  | 0 | 0 | 0 | 0 | 0 | 0 | 0 | 0 | 0 | 0 | 0 | 0 | 0 | 0 | 0 | 0 | 0 | 0 | 0 | 0 | 0
0 | 0 |  |  |  | 0 | [11 empty] | 0 | 0 |  | 0 |  | 0 | [5 empty] | 0 |  | 0 |  | 0 |  | 0 |  | 0 |  | 0 |  | 0 |  | 0 |  |  | 0 | 0 | 0 |  |  | 0 | 0 | 0 | 0 | 0 | 0 | 0 | 0 | 0 | 0 | 0 | 0 | 0 | 0 | 0 | 0 | 0 | 0 | 0 | 0 | 0
0 | 0 |  |  |  | 0 | [11 empty] | 0 | 0 |  | 0 |  | 0 | [5 empty] | 0 |  | 0 |  | 0 |  | 0 |  | 0 |  | 0 |  | 0 |  | 0 |  |  | 0 | 0 | 0 |  |  | 0 | 0 | 0 | 0 | 0 | 0 | 0 | 0 | 0 | 0 | 0 | 0 | 0 | 0 | 0 | 0 | 0 | 0 | 0 | 0 | 0
0 | 0 |  |  |  | 0 | [11 empty] | 0 | 0 |  | 0 |  | 0 | [5 empty] | 0 |  | 0 |  | 0 |  | 0 |  | 0 |  | 0 |  | 0 |  | 0 |  |  | 0 | 0 | 0 |  |  | 0 | 0 | 0 | 0 | 0 | 0 | 0 | 0 | 0 | 0 | 0 | 0 | 0 | 0 | 0 | 0 | 0 | 0 | 0 | 0 | 0
0 | 0 |  |  |  | 0 | [11 empty] | 0 | 0 |  | 0 |  | 0 | [5 empty] | 0 |  | 0 |  | 0 |  | 0 |  | 0 |  | 0 |  | 0 |  | 0 |  |  | 0 | 0 | 0 |  |  | 0 | 0 | 0 | 0 | 0 | 0 | 0 | 0 | 0 | 0 | 0 | 0 | 0 | 0 | 0 | 0 | 0 | 0 | 0 | 0 | 0
0 | 0 |  |  |  | 0 | [11 empty] | 0 | 0 |  | 0 |  | 0 | [5 empty] | 0 |  | 0 |  | 0 |  | 0 |  | 0 |  | 0 |  | 0 |  | 0 |  |  | 0 | 0 | 0 |  |  | 0 | 0 | 0 | 0 | 0 | 0 | 0 | 0 | 0 | 0 | 0 | 0 | 0 | 0 | 0 | 0 | 0 | 0 | 0 | 0 | 0
0 | 0 |  |  |  | 0 | [11 empty] | 0 | 0 |  | 0 |  | 0 | [5 empty] | 0 |  | 0 |  | 0 |  | 0 |  | 0 |  | 0 |  | 0 |  | 0 |  |  | 0 | 0 | 0 |  |  | 0 | 0 | 0 | 0 | 0 | 0 | 0 | 0 | 0 | 0 | 0 | 0 | 0 | 0 | 0 | 0 | 0 | 0 | 0 | 0 | 0
0 | 0 |  |  |  | 0 | [11 empty] | 0 | 0 |  | 0 |  | 0 | [5 empty] | 0 |  | 0 |  | 0 |  | 0 |  | 0 |  | 0 |  | 0 |  | 0 |  |  | 0 | 0 | 0 |  |  | 0 | 0 | 0 | 0 | 0 | 0 | 0 | 0 | 0 | 0 | 0 | 0 | 0 | 0 | 0 | 0 | 0 | 0 | 0 | 0 | 0
0 | 0 |  |  |  | 0 | [11 empty] | 0 | 0 |  | 0 |  | 0 | [5 empty] | 0 |  | 0 |  | 0 |  | 0 |  | 0 |  | 0 |  | 0 |  | 0 |  |  | 0 | 0 | 0 |  |  | 0 | 0 | 0 | 0 | 0 | 0 | 0 | 0 | 0 | 0 | 0 | 0 | 0 | 0 | 0 | 0 | 0 | 0 | 0 | 0 | 0
0 | 0 |  |  |  | 0 | [11 empty] | 0 | 0 |  | 0 |  | 0 | [5 empty] | 0 |  | 0 |  | 0 |  | 0 |  | 0 |  | 0 |  | 0 |  | 0 |  |  | 0 | 0 | 0 |  |  | 0 | 0 | 0 | 0 | 0 | 0 | 0 | 0 | 0 | 0 | 0 | 0 | 0 | 0 | 0 | 0 | 0 | 0 | 0 | 0 | 0
0 | 0 |  |  |  | 0 | [11 empty] | 0 | 0 |  | 0 |  | 0 | [5 empty] | 0 |  | 0 |  | 0 |  | 0 |  | 0 |  | 0 |  | 0 |  | 0 |  |  | 0 | 0 | 0 |  |  | 0 | 0 | 0 | 0 | 0 | 0 | 0 | 0 | 0 | 0 | 0 | 0 | 0 | 0 | 0 | 0 | 0 | 0 | 0 | 0 | 0
0 | 0 |  |  |  | 0 | [11 empty] | 0 | 0 |  | 0 |  | 0 | [5 empty] | 0 |  | 0 |  | 0 |  | 0 |  | 0 |  | 0 |  | 0 |  | 0 |  |  | 0 | 0 | 0 |  |  | 0 | 0 | 0 | 0 | 0 | 0 | 0 | 0 | 0 | 0 | 0 | 0 | 0 | 0 | 0 | 0 | 0 | 0 | 0 | 0 | 0
0 | 0 |  |  |  | 0 | [11 empty] | 0 | 0 |  | 0 |  | 0 | [5 empty] | 0 |  | 0 |  | 0 |  | 0 |  | 0 |  | 0 |  | 0 |  | 0 |  |  | 0 | 0 | 0 |  |  | 0 | 0 | 0 | 0 | 0 | 0 | 0 | 0 | 0 | 0 | 0 | 0 | 0 | 0 | 0 | 0 | 0 | 0 | 0 | 0 | 0
0 | 0 |  |  |  | 0 | [11 empty] | 0 | 0 |  | 0 |  | 0 | [5 empty] | 0 |  | 0 |  | 0 |  | 0 |  | 0 |  | 0 |  | 0 |  | 0 |  |  | 0 | 0 | 0 |  |  | 0 | 0 | 0 | 0 | 0 | 0 | 0 | 0 | 0 | 0 | 0 | 0 | 0 | 0 | 0 | 0 | 0 | 0 | 0 | 0 | 0
0 | 0 |  |  |  | 0 | [11 empty] | 0 | 0 |  | 0 |  | 0 | [5 empty] | 0 |  | 0 |  | 0 |  | 0 |  | 0 |  | 0 |  | 0 |  | 0 |  |  | 0 | 0 | 0 |  |  | 0 | 0 | 0 | 0 | 0 | 0 | 0 | 0 | 0 | 0 | 0 | 0 | 0 | 0 | 0 | 0 | 0 | 0 | 0 | 0 | 0
0 | 0 |  |  |  | 0 | [11 empty] | 0 | 0 |  | 0 |  | 0 | [5 empty] | 0 |  | 0 |  | 0 |  | 0 |  | 0 |  | 0 |  | 0 |  | 0 |  |  | 0 | 0 | 0 |  |  | 0 | 0 | 0 | 0 | 0 | 0 | 0 | 0 | 0 | 0 | 0 | 0 | 0 | 0 | 0 | 0 | 0 | 0 | 0 | 0 | 0
0 | 0 |  |  |  | 0 | [11 empty] | 0 | 0 |  | 0 |  | 0 | [5 empty] | 0 |  | 0 |  | 0 |  | 0 |  | 0 |  | 0 |  | 0 |  | 0 |  |  | 0 | 0 | 0 |  |  | 0 | 0 | 0 | 0 | 0 | 0 | 0 | 0 | 0 | 0 | 0 | 0 | 0 | 0 | 0 | 0 | 0 | 0 | 0 | 0 | 0
0 | 0 |  |  |  | 0 | [11 empty] | 0 | 0 |  | 0 |  | 0 | [5 empty] | 0 |  | 0 |  | 0 |  | 0 |  | 0 |  | 0 |  | 0 |  | 0 |  |  | 0 | 0 | 0 |  |  | 0 | 0 | 0 | 0 | 0 | 0 | 0 | 0 | 0 | 0 | 0 | 0 | 0 | 0 | 0 | 0 | 0 | 0 | 0 | 0 | 0
0 | 0 |  |  |  | 0 | [11 empty] | 0 | 0 |  | 0 |  | 0 | [5 empty] | 0 |  | 0 |  | 0 |  | 0 |  | 0 |  | 0 |  | 0 |  | 0 |  |  | 0 | 0 | 0 |  |  | 0 | 0 | 0 | 0 | 0 | 0 | 0 | 0 | 0 | 0 | 0 | 0 | 0 | 0 | 0 | 0 | 0 | 0 | 0 | 0 | 0
0 | 0 |  |  |  | 0 | [11 empty] | 0 | 0 |  | 0 |  | 0 | [5 empty] | 0 |  | 0 |  | 0 |  | 0 |  | 0 |  | 0 |  | 0 |  | 0 |  |  | 0 | 0 | 0 |  |  | 0 | 0 | 0 | 0 | 0 | 0 | 0 | 0 | 0 | 0 | 0 | 0 | 0 | 0 | 0 | 0 | 0 | 0 | 0 | 0 | 0
0 | 0 |  |  |  | 0 | [11 empty] | 0 | 0 |  | 0 |  | 0 | [5 empty] | 0 |  | 0 |  | 0 |  | 0 |  | 0 |  | 0 |  | 0 |  | 0 |  |  | 0 | 0 | 0 |  |  | 0 | 0 | 0 | 0 | 0 | 0 | 0 | 0 | 0 | 0 | 0 | 0 | 0 | 0 | 0 | 0 | 0 | 0 | 0 | 0 | 0
0 | 0 |  |  |  | 0 | [11 empty] | 0 | 0 |  | 0 |  | 0 | [5 empty] | 0 |  | 0 |  | 0 |  | 0 |  | 0 |  | 0 |  | 0 |  | 0 |  |  | 0 | 0 | 0 |  |  | 0 | 0 | 0 | 0 | 0 | 0 | 0 | 0 | 0 | 0 | 0 | 0 | 0 | 0 | 0 | 0 | 0 | 0 | 0 | 0 | 0
0 | 0 |  |  |  | 0 | [11 empty] | 0 | 0 |  | 0 |  | 0 | [5 empty] | 0 |  | 0 |  | 0 |  | 0 |  | 0 |  | 0 |  | 0 |  | 0 |  |  | 0 | 0 | 0 |  |  | 0 | 0 | 0 | 0 | 0 | 0 | 0 | 0 | 0 | 0 | 0 | 0 | 0 | 0 | 0 | 0 | 0 | 0 | 0 | 0 | 0
0 | 0 |  |  |  | 0 | [11 empty] | 0 | 0 |  | 0 |  | 0 | [5 empty] | 0 |  | 0 |  | 0 |  | 0 |  | 0 |  | 0 |  | 0 |  | 0 |  |  | 0 | 0 | 0 |  |  | 0 | 0 | 0 | 0 | 0 | 0 | 0 | 0 | 0 | 0 | 0 | 0 | 0 | 0 | 0 | 0 | 0 | 0 | 0 | 0 | 0
0 | 0 |  |  |  | 0 | [11 empty] | 0 | 0 |  | 0 |  | 0 | [5 empty] | 0 |  | 0 |  | 0 |  | 0 |  | 0 |  | 0 |  | 0 |  | 0 |  |  | 0 | 0 | 0 |  |  | 0 | 0 | 0 | 0 | 0 | 0 | 0 | 0 | 0 | 0 | 0 | 0 | 0 | 0 | 0 | 0 | 0 | 0 | 0 | 0 | 0
0 | 0 |  |  |  | 0 | [11 empty] | 0 | 0 |  | 0 |  | 0 | [5 empty] | 0 |  | 0 |  | 0 |  | 0 |  | 0 |  | 0 |  | 0 |  | 0 |  |  | 0 | 0 | 0 |  |  | 0 | 0 | 0 | 0 | 0 | 0 | 0 | 0 | 0 | 0 | 0 | 0 | 0 | 0 | 0 | 0 | 0 | 0 | 0 | 0 | 0
0 | 0 |  |  |  | 0 | [11 empty] | 0 | 0 |  | 0 |  | 0 | [5 empty] | 0 |  | 0 |  | 0 |  | 0 |  | 0 |  | 0 |  | 0 |  | 0 |  |  | 0 | 0 | 0 |  |  | 0 | 0 | 0 | 0 | 0 | 0 | 0 | 0 | 0 | 0 | 0 | 0 | 0 | 0 | 0 | 0 | 0 | 0 | 0 | 0 | 0
0 | 0 |  |  |  | 0 | [11 empty] | 0 | 0 |  | 0 |  | 0 | [5 empty] | 0 |  | 0 |  | 0 |  | 0 |  | 0 |  | 0 |  | 0 |  | 0 |  |  | 0 | 0 | 0 |  |  | 0 | 0 | 0 | 0 | 0 | 0 | 0 | 0 | 0 | 0 | 0 | 0 | 0 | 0 | 0 | 0 | 0 | 0 | 0 | 0 | 0
0 | 0 |  |  |  | 0 | [11 empty] | 0 | 0 |  | 0 |  | 0 | [5 empty] | 0 |  | 0 |  | 0 |  | 0 |  | 0 |  | 0 |  | 0 |  | 0 |  |  | 0 | 0 | 0 |  |  | 0 | 0 | 0 | 0 | 0 | 0 | 0 | 0 | 0 | 0 | 0 | 0 | 0 | 0 | 0 | 0 | 0 | 0 | 0 | 0 | 0
0 | 0 |  |  |  | 0 | [11 empty] | 0 | 0 |  | 0 |  | 0 | [5 empty] | 0 |  | 0 |  | 0 |  | 0 |  | 0 |  | 0 |  | 0 |  | 0 |  |  | 0 | 0 | 0 |  |  | 0 | 0 | 0 | 0 | 0 | 0 | 0 | 0 | 0 | 0 | 0 | 0 | 0 | 0 | 0 | 0 | 0 | 0 | 0 | 0 | 0
0 | 0 |  |  |  | 0 | [11 empty] | 0 | 0 |  | 0 |  | 0 | [5 empty] | 0 |  | 0 |  | 0 |  | 0 |  | 0 |  | 0 |  | 0 |  | 0 |  |  | 0 | 0 | 0 |  |  | 0 | 0 | 0 | 0 | 0 | 0 | 0 | 0 | 0 | 0 | 0 | 0 | 0 | 0 | 0 | 0 | 0 | 0 | 0 | 0 | 0
0 | 0 |  |  |  | 0 | [11 empty] | 0 | 0 |  | 0 |  | 0 | [5 empty] | 0 |  | 0 |  | 0 |  | 0 |  | 0 |  | 0 |  | 0 |  | 0 |  |  | 0 | 0 | 0 |  |  | 0 | 0 | 0 | 0 | 0 | 0 | 0 | 0 | 0 | 0 | 0 | 0 | 0 | 0 | 0 | 0 | 0 | 0 | 0 | 0 | 0
0 | 0 |  |  |  | 0 | [11 empty] | 0 | 0 |  | 0 |  | 0 | [5 empty] | 0 |  | 0 |  | 0 |  | 0 |  | 0 |  | 0 |  | 0 |  | 0 |  |  | 0 | 0 | 0 |  |  | 0 | 0 | 0 | 0 | 0 | 0 | 0 | 0 | 0 | 0 | 0 | 0 | 0 | 0 | 0 | 0 | 0 | 0 | 0 | 0 | 0
0 | 0 |  |  |  | 0 | [11 empty] | 0 | 0 |  | 0 |  | 0 | [5 empty] | 0 |  | 0 |  | 0 |  | 0 |  | 0 |  | 0 |  | 0 |  | 0 |  |  | 0 | 0 | 0 |  |  | 0 | 0 | 0 | 0 | 0 | 0 | 0 | 0 | 0 | 0 | 0 | 0 | 0 | 0 | 0 | 0 | 0 | 0 | 0 | 0 | 0
0 | 0 |  |  |  | 0 | [11 empty] | 0 | 0 |  | 0 |  | 0 | [5 empty] | 0 |  | 0 |  | 0 |  | 0 |  | 0 |  | 0 |  | 0 |  | 0 |  |  | 0 | 0 | 0 |  |  | 0 | 0 | 0 | 0 | 0 | 0 | 0 | 0 | 0 | 0 | 0 | 0 | 0 | 0 | 0 | 0 | 0 | 0 | 0 | 0 | 0
0 | 0 |  |  |  | 0 | [11 empty] | 0 | 0 |  | 0 |  | 0 | [5 empty] | 0 |  | 0 |  | 0 |  | 0 |  | 0 |  | 0 |  | 0 |  | 0 |  |  | 0 | 0 | 0 |  |  | 0 | 0 | 0 | 0 | 0 | 0 | 0 | 0 | 0 | 0 | 0 | 0 | 0 | 0 | 0 | 0 | 0 | 0 | 0 | 0 | 0
0 | 0 |  |  |  | 0 | [11 empty] | 0 | 0 |  | 0 |  | 0 | [5 empty] | 0 |  | 0 |  | 0 |  | 0 |  | 0 |  | 0 |  | 0 |  | 0 |  |  | 0 | 0 | 0 |  |  | 0 | 0 | 0 | 0 | 0 | 0 | 0 | 0 | 0 | 0 | 0 | 0 | 0 | 0 | 0 | 0 | 0 | 0 | 0 | 0 | 0
0 | 0 |  |  |  | 0 | [11 empty] | 0 | 0 |  | 0 |  | 0 | [5 empty] | 0 |  | 0 |  | 0 |  | 0 |  | 0 |  | 0 |  | 0 |  | 0 |  |  | 0 | 0 | 0 |  |  | 0 | 0 | 0 | 0 | 0 | 0 | 0 | 0 | 0 | 0 | 0 | 0 | 0 | 0 | 0 | 0 | 0 | 0 | 0 | 0 | 0
0 | 0 |  |  |  | 0 | [11 empty] | 0 | 0 |  | 0 |  | 0 | [5 empty] | 0 |  | 0 |  | 0 |  | 0 |  | 0 |  | 0 |  | 0 |  | 0 |  |  | 0 | 0 | 0 |  |  | 0 | 0 | 0 | 0 | 0 | 0 | 0 | 0 | 0 | 0 | 0 | 0 | 0 | 0 | 0 | 0 | 0 | 0 | 0 | 0 | 0
0 | 0 |  |  |  | 0 | [11 empty] | 0 | 0 |  | 0 |  | 0 | [5 empty] | 0 |  | 0 |  | 0 |  | 0 |  | 0 |  | 0 |  | 0 |  | 0 |  |  | 0 | 0 | 0 |  |  | 0 | 0 | 0 | 0 | 0 | 0 | 0 | 0 | 0 | 0 | 0 | 0 | 0 | 0 | 0 | 0 | 0 | 0 | 0 | 0 | 0
0 | 0 |  |  |  | 0 | [11 empty] | 0 | 0 |  | 0 |  | 0 | [5 empty] | 0 |  | 0 |  | 0 |  | 0 |  | 0 |  | 0 |  | 0 |  | 0 |  |  | 0 | 0 | 0 |  |  | 0 | 0 | 0 | 0 | 0 | 0 | 0 | 0 | 0 | 0 | 0 | 0 | 0 | 0 | 0 | 0 | 0 | 0 | 0 | 0 | 0
0 | 0 |  |  |  | 0 | [11 empty] | 0 | 0 |  | 0 |  | 0 | [5 empty] | 0 |  | 0 |  | 0 |  | 0 |  | 0 |  | 0 |  | 0 |  | 0 |  |  | 0 | 0 | 0 |  |  | 0 | 0 | 0 | 0 | 0 | 0 | 0 | 0 | 0 | 0 | 0 | 0 | 0 | 0 | 0 | 0 | 0 | 0 | 0 | 0 | 0
0 | 0 |  |  |  | 0 | [11 empty] | 0 | 0 |  | 0 |  | 0 | [5 empty] | 0 |  | 0 |  | 0 |  | 0 |  | 0 |  | 0 |  | 0 |  | 0 |  |  | 0 | 0 | 0 |  |  | 0 | 0 | 0 | 0 | 0 | 0 | 0 | 0 | 0 | 0 | 0 | 0 | 0 | 0 | 0 | 0 | 0 | 0 | 0 | 0 | 0
0 | 0 |  |  |  | 0 | [11 empty] | 0 | 0 |  | 0 |  | 0 | [5 empty] | 0 |  | 0 |  | 0 |  | 0 |  | 0 |  | 0 |  | 0 |  | 0 |  |  | 0 | 0 | 0 |  |  | 0 | 0 | 0 | 0 | 0 | 0 | 0 | 0 | 0 | 0 | 0 | 0 | 0 | 0 | 0 | 0 | 0 | 0 | 0 | 0 | 0
0 | 0 |  |  |  | 0 | [11 empty] | 0 | 0 |  | 0 |  | 0 | [5 empty] | 0 |  | 0 |  | 0 |  | 0 |  | 0 |  | 0 |  | 0 |  | 0 |  |  | 0 | 0 | 0 |  |  | 0 | 0 | 0 | 0 | 0 | 0 | 0 | 0 | 0 | 0 | 0 | 0 | 0 | 0 | 0 | 0 | 0 | 0 | 0 | 0 | 0
0 | 0 |  |  |  | 0 | [11 empty] | 0 | 0 |  | 0 |  | 0 | [5 empty] | 0 |  | 0 |  | 0 |  | 0 |  | 0 |  | 0 |  | 0 |  | 0 |  |  | 0 | 0 | 0 |  |  | 0 | 0 | 0 | 0 | 0 | 0 | 0 | 0 | 0 | 0 | 0 | 0 | 0 | 0 | 0 | 0 | 0 | 0 | 0 | 0 | 0
0 | 0 |  |  |  | 0 | [11 empty] | 0 | 0 |  | 0 |  | 0 | [5 empty] | 0 |  | 0 |  | 0 |  | 0 |  | 0 |  | 0 |  | 0 |  | 0 |  |  | 0 | 0 | 0 |  |  | 0 | 0 | 0 | 0 | 0 | 0 | 0 | 0 | 0 | 0 | 0 | 0 | 0 | 0 | 0 | 0 | 0 | 0 | 0 | 0 | 0
0 | 0 |  |  |  | 0 | [11 empty] | 0 | 0 |  | 0 |  | 0 | [5 empty] | 0 |  | 0 |  | 0 |  | 0 |  | 0 |  | 0 |  | 0 |  | 0 |  |  | 0 | 0 | 0 |  |  | 0 | 0 | 0 | 0 | 0 | 0 | 0 | 0 | 0 | 0 | 0 | 0 | 0 | 0 | 0 | 0 | 0 | 0 | 0 | 0 | 0
0 | 0 |  |  |  | 0 | [11 empty] | 0 | 0 |  | 0 |  | 0 | [5 empty] | 0 |  | 0 |  | 0 |  | 0 |  | 0 |  | 0 |  | 0 |  | 0 |  |  | 0 | 0 | 0 |  |  | 0 | 0 | 0 | 0 | 0 | 0 | 0 | 0 | 0 | 0 | 0 | 0 | 0 | 0 | 0 | 0 | 0 | 0 | 0 | 0 | 0
0 | 0 |  |  |  | 0 | [11 empty] | 0 | 0 |  | 0 |  | 0 | [5 empty] | 0 |  | 0 |  | 0 |  | 0 |  | 0 |  | 0 |  | 0 |  | 0 |  |  | 0 | 0 | 0 |  |  | 0 | 0 | 0 | 0 | 0 | 0 | 0 | 0 | 0 | 0 | 0 | 0 | 0 | 0 | 0 | 0 | 0 | 0 | 0 | 0 | 0
0 | 0 |  |  |  | 0 | [11 empty] | 0 | 0 |  | 0 |  | 0 | [5 empty] | 0 |  | 0 |  | 0 |  | 0 |  | 0 |  | 0 |  | 0 |  | 0 |  |  | 0 | 0 | 0 |  |  | 0 | 0 | 0 | 0 | 0 | 0 | 0 | 0 | 0 | 0 | 0 | 0 | 0 | 0 | 0 | 0 | 0 | 0 | 0 | 0 | 0
0 | 0 |  |  |  | 0 | [11 empty] | 0 | 0 |  | 0 |  | 0 | [5 empty] | 0 |  | 0 |  | 0 |  | 0 |  | 0 |  | 0 |  | 0 |  | 0 |  |  | 0 | 0 | 0 |  |  | 0 | 0 | 0 | 0 | 0 | 0 | 0 | 0 | 0 | 0 | 0 | 0 | 0 | 0 | 0 | 0 | 0 | 0 | 0 | 0 | 0
0 | 0 |  |  |  | 0 | [11 empty] | 0 | 0 |  | 0 |  | 0 | [5 empty] | 0 |  | 0 |  | 0 |  | 0 |  | 0 |  | 0 |  | 0 |  | 0 |  |  | 0 | 0 | 0 |  |  | 0 | 0 | 0 | 0 | 0 | 0 | 0 | 0 | 0 | 0 | 0 | 0 | 0 | 0 | 0 | 0 | 0 | 0 | 0 | 0 | 0
0 | 0 |  |  |  | 0 | [11 empty] | 0 | 0 |  | 0 |  | 0 | [5 empty] | 0 |  | 0 |  | 0 |  | 0 |  | 0 |  | 0 |  | 0 |  | 0 |  |  | 0 | 0 | 0 |  |  | 0 | 0 | 0 | 0 | 0 | 0 | 0 | 0 | 0 | 0 | 0 | 0 | 0 | 0 | 0 | 0 | 0 | 0 | 0 | 0 | 0
0 | 0 |  |  |  | 0 | [11 empty] | 0 | 0 |  | 0 |  | 0 | [5 empty] | 0 |  | 0 |  | 0 |  | 0 |  | 0 |  | 0 |  | 0 |  | 0 |  |  | 0 | 0 | 0 |  |  | 0 | 0 | 0 | 0 | 0 | 0 | 0 | 0 | 0 | 0 | 0 | 0 | 0 | 0 | 0 | 0 | 0 | 0 | 0 | 0 | 0
0 | 0 |  |  |  | 0 | [11 empty] | 0 | 0 |  | 0 |  | 0 | [5 empty] | 0 |  | 0 |  | 0 |  | 0 |  | 0 |  | 0 |  | 0 |  | 0 |  |  | 0 | 0 | 0 |  |  | 0 | 0 | 0 | 0 | 0 | 0 | 0 | 0 | 0 | 0 | 0 | 0 | 0 | 0 | 0 | 0 | 0 | 0 | 0 | 0 | 0
0 | 0 |  |  |  | 0 | [11 empty] | 0 | 0 |  | 0 |  | 0 | [5 empty] | 0 |  | 0 |  | 0 |  | 0 |  | 0 |  | 0 |  | 0 |  | 0 |  |  | 0 | 0 | 0 |  |  | 0 | 0 | 0 | 0 | 0 | 0 | 0 | 0 | 0 | 0 | 0 | 0 | 0 | 0 | 0 | 0 | 0 | 0 | 0 | 0 | 0
0 | 0 |  |  |  | 0 | [11 empty] | 0 | 0 |  | 0 |  | 0 | [5 empty] | 0 |  | 0 |  | 0 |  | 0 |  | 0 |  | 0 |  | 0 |  | 0 |  |  | 0 | 0 | 0 |  |  | 0 | 0 | 0 | 0 | 0 | 0 | 0 | 0 | 0 | 0 | 0 | 0 | 0 | 0 | 0 | 0 | 0 | 0 | 0 | 0 | 0
0 | 0 |  |  |  | 0 | [11 empty] | 0 | 0 |  | 0 |  | 0 | [5 empty] | 0 |  | 0 |  | 0 |  | 0 |  | 0 |  | 0 |  | 0 |  | 0 |  |  | 0 | 0 | 0 |  |  | 0 | 0 | 0 | 0 | 0 | 0 | 0 | 0 | 0 | 0 | 0 | 0 | 0 | 0 | 0 | 0 | 0 | 0 | 0 | 0 | 0
0 | 0 |  |  |  | 0 | [11 empty] | 0 | 0 |  | 0 |  | 0 | [5 empty] | 0 |  | 0 |  | 0 |  | 0 |  | 0 |  | 0 |  | 0 |  | 0 |  |  | 0 | 0 | 0 |  |  | 0 | 0 | 0 | 0 | 0 | 0 | 0 | 0 | 0 | 0 | 0 | 0 | 0 | 0 | 0 | 0 | 0 | 0 | 0 | 0 | 0
0 | 0 |  |  |  | 0 | [11 empty] | 0 | 0 |  | 0 |  | 0 | [5 empty] | 0 |  | 0 |  | 0 |  | 0 |  | 0 |  | 0 |  | 0 |  | 0 |  |  | 0 | 0 | 0 |  |  | 0 | 0 | 0 | 0 | 0 | 0 | 0 | 0 | 0 | 0 | 0 | 0 | 0 | 0 | 0 | 0 | 0 | 0 | 0 | 0 | 0
0 | 0 |  |  |  | 0 | [11 empty] | 0 | 0 |  | 0 |  | 0 | [5 empty] | 0 |  | 0 |  | 0 |  | 0 |  | 0 |  | 0 |  | 0 |  | 0 |  |  | 0 | 0 | 0 |  |  | 0 | 0 | 0 | 0 | 0 | 0 | 0 | 0 | 0 | 0 | 0 | 0 | 0 | 0 | 0 | 0 | 0 | 0 | 0 | 0 | 0
0 | 0 |  |  |  | 0 | [11 empty] | 0 | 0 |  | 0 |  | 0 | [5 empty] | 0 |  | 0 |  | 0 |  | 0 |  | 0 |  | 0 |  | 0 |  | 0 |  |  | 0 | 0 | 0 |  |  | 0 | 0 | 0 | 0 | 0 | 0 | 0 | 0 | 0 | 0 | 0 | 0 | 0 | 0 | 0 | 0 | 0 | 0 | 0 | 0 | 0
0 | 0 |  |  |  | 0 | [11 empty] | 0 | 0 |  | 0 |  | 0 | [5 empty] | 0 |  | 0 |  | 0 |  | 0 |  | 0 |  | 0 |  | 0 |  | 0 |  |  | 0 | 0 | 0 |  |  | 0 | 0 | 0 | 0 | 0 | 0 | 0 | 0 | 0 | 0 | 0 | 0 | 0 | 0 | 0 | 0 | 0 | 0 | 0 | 0 | 0
0 | 0 |  |  |  | 0 | [11 empty] | 0 | 0 |  | 0 |  | 0 | [5 empty] | 0 |  | 0 |  | 0 |  | 0 |  | 0 |  | 0 |  | 0 |  | 0 |  |  | 0 | 0 | 0 |  |  | 0 | 0 | 0 | 0 | 0 | 0 | 0 | 0 | 0 | 0 | 0 | 0 | 0 | 0 | 0 | 0 | 0 | 0 | 0 | 0 | 0
0 | 0 |  |  |  | 0 | [11 empty] | 0 | 0 |  | 0 |  | 0 | [5 empty] | 0 |  | 0 |  | 0 |  | 0 |  | 0 |  | 0 |  | 0 |  | 0 |  |  | 0 | 0 | 0 |  |  | 0 | 0 | 0 | 0 | 0 | 0 | 0 | 0 | 0 | 0 | 0 | 0 | 0 | 0 | 0 | 0 | 0 | 0 | 0 | 0 | 0
0 | 0 |  |  |  | 0 | [11 empty] | 0 | 0 |  | 0 |  | 0 | [5 empty] | 0 |  | 0 |  | 0 |  | 0 |  | 0 |  | 0 |  | 0 |  | 0 |  |  | 0 | 0 | 0 |  |  | 0 | 0 | 0 | 0 | 0 | 0 | 0 | 0 | 0 | 0 | 0 | 0 | 0 | 0 | 0 | 0 | 0 | 0 | 0 | 0 | 0
0 | 0 |  |  |  | 0 | [11 empty] | 0 | 0 |  | 0 |  | 0 | [5 empty] | 0 |  | 0 |  | 0 |  | 0 |  | 0 |  | 0 |  | 0 |  | 0 |  |  | 0 | 0 | 0 |  |  | 0 | 0 | 0 | 0 | 0 | 0 | 0 | 0 | 0 | 0 | 0 | 0 | 0 | 0 | 0 | 0 | 0 | 0 | 0 | 0 | 0
0 | 0 |  |  |  | 0 | [11 empty] | 0 | 0 |  | 0 |  | 0 | [5 empty] | 0 |  | 0 |  | 0 |  | 0 |  | 0 |  | 0 |  | 0 |  | 0 |  |  | 0 | 0 | 0 |  |  | 0 | 0 | 0 | 0 | 0 | 0 | 0 | 0 | 0 | 0 | 0 | 0 | 0 | 0 | 0 | 0 | 0 | 0 | 0 | 0 | 0
0 | 0 |  |  |  | 0 | [11 empty] | 0 | 0 |  | 0 |  | 0 | [5 empty] | 0 |  | 0 |  | 0 |  | 0 |  | 0 |  | 0 |  | 0 |  | 0 |  |  | 0 | 0 | 0 |  |  | 0 | 0 | 0 | 0 | 0 | 0 | 0 | 0 | 0 | 0 | 0 | 0 | 0 | 0 | 0 | 0 | 0 | 0 | 0 | 0 | 0
0 | 0 |  |  |  | 0 | [11 empty] | 0 | 0 |  | 0 |  | 0 | [5 empty] | 0 |  | 0 |  | 0 |  | 0 |  | 0 |  | 0 |  | 0 |  | 0 |  |  | 0 | 0 | 0 |  |  | 0 | 0 | 0 | 0 | 0 | 0 | 0 | 0 | 0 | 0 | 0 | 0 | 0 | 0 | 0 | 0 | 0 | 0 | 0 | 0 | 0
0 | 0 |  |  |  | 0 | [11 empty] | 0 | 0 |  | 0 |  | 0 | [5 empty] | 0 |  | 0 |  | 0 |  | 0 |  | 0 |  | 0 |  | 0 |  | 0 |  |  | 0 | 0 | 0 |  |  | 0 | 0 | 0 | 0 | 0 | 0 | 0 | 0 | 0 | 0 | 0 | 0 | 0 | 0 | 0 | 0 | 0 | 0 | 0 | 0 | 0
0 | 0 |  |  |  | 0 | [11 empty] | 0 | 0 |  | 0 |  | 0 | [5 empty] | 0 |  | 0 |  | 0 |  | 0 |  | 0 |  | 0 |  | 0 |  | 0 |  |  | 0 | 0 | 0 |  |  | 0 | 0 | 0 | 0 | 0 | 0 | 0 | 0 | 0 | 0 | 0 | 0 | 0 | 0 | 0 | 0 | 0 | 0 | 0 | 0 | 0
0 | 0 |  |  |  | 0 | [11 empty] | 0 | 0 |  | 0 |  | 0 | [5 empty] | 0 |  | 0 |  | 0 |  | 0 |  | 0 |  | 0 |  | 0 |  | 0 |  |  | 0 | 0 | 0 |  |  | 0 | 0 | 0 | 0 | 0 | 0 | 0 | 0 | 0 | 0 | 0 | 0 | 0 | 0 | 0 | 0 | 0 | 0 | 0 | 0 | 0
0 | 0 |  |  |  | 0 | [11 empty] | 0 | 0 |  | 0 |  | 0 | [5 empty] | 0 |  | 0 |  | 0 |  | 0 |  | 0 |  | 0 |  | 0 |  | 0 |  |  | 0 | 0 | 0 |  |  | 0 | 0 | 0 | 0 | 0 | 0 | 0 | 0 | 0 | 0 | 0 | 0 | 0 | 0 | 0 | 0 | 0 | 0 | 0 | 0 | 0
0 | 0 |  |  |  | 0 | [11 empty] | 0 | 0 |  | 0 |  | 0 | [5 empty] | 0 |  | 0 |  | 0 |  | 0 |  | 0 |  | 0 |  | 0 |  | 0 |  |  | 0 | 0 | 0 |  |  | 0 | 0 | 0 | 0 | 0 | 0 | 0 | 0 | 0 | 0 | 0 | 0 | 0 | 0 | 0 | 0 | 0 | 0 | 0 | 0 | 0
0
[6 empty] | END |  | Total Price for Schedule 5 | [9 empty] | 0 |  | 0 |  | 0 | Baht |  | Baht |  | Baht |  | Baht |  | Baht |  |  | 0 | Baht |  | Baht |  | Baht |  | Baht |  |  |  |  | Baht | Baht |  |  | Baht | Baht | Baht | Baht | Baht | Baht | Baht | Baht | Baht | Baht | Baht | Baht | Baht | Baht | Baht | Baht | Baht | Baht | Baht | Baht | Baht | bar: 79 to 81
[18 empty] | 0 |  | 0 |  | 0 | [5 empty] | 0 |  | 0 |  | 0 |  | 0 |  | 0 |  | 0 |  | 0 |  | 0 |  |  |  | 0 | 0 |  |  | 0 | 0 | 0 | 0 | 0 | 0 | 0 | 0 | 0 | 0 | 0 | 0 | 0 | 0 | 0 | 0 | 0 | 0 | 0 | 0 | 0 | bar: 79 to 81
[18 empty] | 0 |  | 0 |  | 0 | [11 empty] | 0 | bar: 79 to 81
[18 empty] | 0 |  | 0 |  | 0 | [11 empty] | 0 | bar: 79 to 81
[18 empty] | 0 |  | 0 |  | 0 | [11 empty] | 0
[18 empty] | 0 |  | 0 |  | 0 | [11 empty] | 0
[18 empty] | 0 |  | 0 |  | 0 | [11 empty] | 0
[18 empty] | 0 |  | 0 |  | 0 | [11 empty] | 0
000000000000000000000000000000000000000
0000000000000000000000000000000000000000
000000000000000000000
[8 empty] | 0 | 0 |  |  |  |  | 0000000000000000000000000000000000000000000000000000000000000000000000000000000000000000000000000000
[8 empty] | 0 | 0
[8 empty] | 0 | 0
[8 empty] | 0 | 0
[8 empty] | 0 | 0
[8 empty] | 0 | 0
[8 empty] | 0 | 0
[8 empty] | 0 | 0
[8 empty] | 0 | 0
[8 empty] | 0 | 0
[8 empty] | 0 | 0
[8 empty] | 0 | 0
[8 empty] | 0 | 0
[8 empty] | 0 | 0
[8 empty] | 0 | 0
[8 empty] | 0 | 0
[8 empty] | 0 | 0
[8 empty] | 0 | 0
[8 empty] | 0 | 0
[8 empty] | 0 | 0
[8 empty] | 0 | 0
[8 empty] | 0 | 0
[8 empty] | 0 | 0
[8 empty] | 0 | 0
[8 empty] | 0 | 0
[8 empty] | 0 | 0
[8 empty] | 0 | 0
[8 empty] | 0 | 0
[8 empty] | 0 | 0
[8 empty] | 0 | 0
[8 empty] | 0 | 0
[8 empty] | 0 | 0
[8 empty] | 0 | 0
[8 empty] | 0 | 0
[8 empty] | 0 | 0
[8 empty] | 0 | 0
[8 empty] | 0 | 0
[8 empty] | 0 | 0
[8 empty] | 0 | 0
[8 empty] | 0 | 0
[8 empty] | 0 | 0
[8 empty] | 0 | 0
[8 empty] | 0 | 0
[8 empty] | 0 | 0
[8 empty] | 0 | 0
[8 empty] | 0 | 0
[8 empty] | 0 | 0
[8 empty] | 0 | 0
[8 empty] | 0 | 0
[8 empty] | 0 | 0
[8 empty] | 0 | 0
[8 empty] | 0 | 0
[8 empty] | 0 | 0
[8 empty] | 0 | 0
[8 empty] | 0 | 0
[8 empty] | 0 | 0
[8 empty] | 0 | 0
[8 empty] | 0 | 0
[8 empty] | 0 | 0
[8 empty] | 0 | 0
[8 empty] | 0 | 0
[8 empty] | 0 | 0
[8 empty] | 0 | 0
[8 empty] | 0 | 0
[8 empty] | 0 | 0
[8 empty] | 0 | 0
[8 empty] | 0 | 0
[8 empty] | 0 | 0
[8 empty] | 0 | 0
[8 empty] | 0 | 0
[8 empty] | 0 | 0
[8 empty] | 0 | 0
[8 empty] | 0 | 0
[8 empty] | 0 | 0
[8 empty] | 0 | 0
[8 empty] | 0 | 0
[8 empty] | 0 | 0
[8 empty] | 0 | 0
[8 empty] | 0 | 0
[8 empty] | 0 | 0
[8 empty] | 0 | 0
[8 empty] | 0 | 0
[8 empty] | 0 | 0
[8 empty] | 0 | 0
[8 empty] | 0 | 0
[8 empty] | 0 | 0
[8 empty] | 0 | 0
[8 empty] | 0 | 0
[8 empty] | 0 | 0
[8 empty] | 0 | 0
[8 empty] | 0 | 0
[8 empty] | 0 | 0
[8 empty] | 0 | 0
[8 empty] | 0 | 0
[8 empty] | 0 | 0
[8 empty] | 0 | 0
[8 empty] | 0 | 0
[8 empty] | 0 | 0
[8 empty] | 0 | 0
[8 empty] | 0 | 0

## Sch 6 (hidden)
INVITATION TO BID NO. VKS1-SWG-01
Schedule 6 :
[77 empty] | 79 | 80 | 81 | 82 | 83 | 84 | 85 | 86 | 87 | 88 | 89 | 90 | 91 | 92 | 93 | 94 | 95 | 96 | 97 | 98 | 99 | 100 | 101 | 102 | 103 | 104 | 105 | 106 | 107 | 108 | 109 | 110 | 111 | 112 | 113 | 114 | 115 | 116 | 117 | 118 | 119 | 120 | 121 | 122 | 123 | 124 | 125 | 126 | 127 | 128
[8 empty] | SUPPLY OF 115 KV COMPACT SWITCHGEAR | [62 empty] | 72 | 73 | 75 | 76 | 77 | 78 | 82: Breakdown per Item :
[8 empty] | TRANSMISSION SYSTEM FOR HYDRO-FLOATING SOLAR HYBRID PROJECT VAJIRALONGKORN DAM UNIT 1 | [68 empty] | 82: Schedule :
System :
Job No. | Substation | Delivery Required by EGAT |  |  |  | Material group | Code No. | Item No. | Description | Short Description | Drawing No. / Reference No. | Qty. | Unit | Currency | Supply of Equipment |  |  |  | Supply of Equipment |  | Supply of Equipment |  | Supply of Equipment |  |  |  | Supply of Equipment |  | Supply of Equipment |  | Supply of Equipment |  | Foreign Currency |  | Local Currency |  | Local Transportation |  | Local Transportation, Construction and Installation |  | Purchase Price Offered for Dismantled Equipment |  | Plant |  | UOM | [25 empty] | Irrelevant | Incoterm | Account Assignment | Cost Object | Fund Center |  | 105: CFR Thai Port; 107: CIF Thai Port; 109: DDP EGAT 's Store; 111: Local Transportation; 113: Custom Clearance; 115: DDP EGAT 's Store; 117: Ex-works Price; 119: Local Transportation; 121: Foreign Currency; 123: Local Currency; 125: Local Transportation to EGAT 's Store; 127: Local Transportation, Construction and Installation | Long Description | Short Description
|  | (with in months after receipt of the notification of award) | [12 empty] | Foreign Supply |  |  |  | Foreign Supply |  | Foreign Supply |  | Foreign Supply | [5 empty] | Local Supply |  | Local Supply | [16 empty] | Preference | % Import Duty | Preference | CFR Price | CIF Price | Foreign Currency | Ex-works Price | Local Currency | Local Transportation | Local Transportation, | Marine Insurance Price | Customs Clearance | Import Duty Price | VAT for Imported Equipment | VAT for Import Duty | VAT for | VAT for Ex-works Price | VAT for | VAT for | VAT for Transportation, Construction and Installation | Foreign | Local | Evaluation Price | [6 empty] | 115: ( excluding VAT ); 117: ( excluding VAT )
[5 empty] | Completion Date | [9 empty] | FOB Vessel | Cost of | CFR Thai Port |  | CIF Thai Port |  | DDP EGAT 's Store |  | Local Transportation |  | Custom Clearance |  | DDP EGAT 's Store |  | Ex-works Price |  | Local Transportation | [12 empty] | Breakdown tab |  | Proposed Price | Evaluation Price | Status | [7 empty] | to EGAT 's Store | Construction and | [5 empty] | Foreign Currency |  | Local Currency | Local Transportation |  | Price Adjustment | Price Adjustment | [7 empty] | 104: Incoterm; 105: CFR; 107: CIF; 109: DDP; 111: ZTF; 113: ZCC; 115: DDP; 117: EXW; 119: ZTL; 125: ZTT; 127: ZCN
|  | CFR Thai Port | DDP or EGAT's Store | Ex-works | [11 empty] | Transportation | [10 empty] | ( excluding VAT ) |  | ( excluding VAT ) |  | ( excluding VAT ) |  |  |  | ( excluding VAT ) |  | ( excluding VAT ) |  | ( excluding VAT ) |  | ( including VAT ) | [15 empty] | Installation | [%Insure(110%(CFR))] | [%Custom(CIF)] | [%Import Duty(CIF)] | [ %VAT(CFR/CIF) ] | [ %VAT( Import Duty) ] | [ %VAT(Foreign Currency) ] | [ %VAT(Ex-works Price) ] | [ %VAT(Local Currency) ] | to EGAT 's Store | [10 empty] | 104: Material group; 111: SV-TRN-MT; 113: SV-CTM; 119: SV-TRN-MT; 125: SV-TRN-MT; 127: SV-CVL
[16 empty] | to Thai Port | [6 empty] | Baht |  | Baht |  | Baht |  | Baht |  | Baht |  |  |  | Baht |  | Baht |  | Baht |  | Baht |  |  |  |  | Baht | Baht |  |  | Baht | Baht | Baht | Baht | Baht | Baht | Baht | Baht | Baht | Baht | Baht | Baht | Baht | Baht | Baht | Baht | Baht | Baht | Baht | Baht | Baht
|  | (month) | (month) | (month) | (month) | [9 empty] | Unit Price | Unit Price | Unit Price | Amount | Unit Price | Amount | Unit Price | Amount | Unit Price | Amount | Unit Price | Amount | Unit Price | Amount | Unit Price | Amount | Unit Price | Amount | Unit Price | Amount | Unit Price | Amount | Unit Price | Amount | Unit Price | Amount | Unit Price | Amount | [5 empty] | (Y/N) | (IPDTY) | (PRF) | (CFR) | (CIF) | (FC) | (EW) | (LC) | (LT) | (TCI) | (MI) | (CC) | ( IDP) | (VATIE) | (VATID) | (VATFC) | (VATEW) | (VATLC) | (VATLT) | (VATTCI) | (FPA) | (LPA) | (EVAPR)
0 | 0 |  |  |  | 0 | [11 empty] | 0 | 0 |  | 0 |  | 0 | [5 empty] | 0 |  | 0 |  | 0 |  | 0 |  | 0 |  | 0 |  | 0 |  | 0 |  |  | 0 | 0 | 0 |  |  | 0 | 0 | 0 | 0 | 0 | 0 | 0 | 0 | 0 | 0 | 0 | 0 | 0 | 0 | 0 | 0 | 0 | 0 | 0 | 0 | 0
0 | 0 |  |  |  | 0 | [11 empty] | 0 | 0 |  | 0 |  | 0 | [5 empty] | 0 |  | 0 |  | 0 |  | 0 |  | 0 |  | 0 |  | 0 |  | 0 |  |  | 0 | 0 | 0 |  |  | 0 | 0 | 0 | 0 | 0 | 0 | 0 | 0 | 0 | 0 | 0 | 0 | 0 | 0 | 0 | 0 | 0 | 0 | 0 | 0 | 0
0 | 0 |  |  |  | 0 | [11 empty] | 0 | 0 |  | 0 |  | 0 | [5 empty] | 0 |  | 0 |  | 0 |  | 0 |  | 0 |  | 0 |  | 0 |  | 0 |  |  | 0 | 0 | 0 |  |  | 0 | 0 | 0 | 0 | 0 | 0 | 0 | 0 | 0 | 0 | 0 | 0 | 0 | 0 | 0 | 0 | 0 | 0 | 0 | 0 | 0
0 | 0 |  |  |  | 0 | [11 empty] | 0 | 0 |  | 0 |  | 0 | [5 empty] | 0 |  | 0 |  | 0 |  | 0 |  | 0 |  | 0 |  | 0 |  | 0 |  |  | 0 | 0 | 0 |  |  | 0 | 0 | 0 | 0 | 0 | 0 | 0 | 0 | 0 | 0 | 0 | 0 | 0 | 0 | 0 | 0 | 0 | 0 | 0 | 0 | 0
0 | 0 |  |  |  | 0 | [11 empty] | 0 | 0 |  | 0 |  | 0 | [5 empty] | 0 |  | 0 |  | 0 |  | 0 |  | 0 |  | 0 |  | 0 |  | 0 |  |  | 0 | 0 | 0 |  |  | 0 | 0 | 0 | 0 | 0 | 0 | 0 | 0 | 0 | 0 | 0 | 0 | 0 | 0 | 0 | 0 | 0 | 0 | 0 | 0 | 0
0 | 0 |  |  |  | 0 | [11 empty] | 0 | 0 |  | 0 |  | 0 | [5 empty] | 0 |  | 0 |  | 0 |  | 0 |  | 0 |  | 0 |  | 0 |  | 0 |  |  | 0 | 0 | 0 |  |  | 0 | 0 | 0 | 0 | 0 | 0 | 0 | 0 | 0 | 0 | 0 | 0 | 0 | 0 | 0 | 0 | 0 | 0 | 0 | 0 | 0
0 | 0 |  |  |  | 0 | [11 empty] | 0 | 0 |  | 0 |  | 0 | [5 empty] | 0 |  | 0 |  | 0 |  | 0 |  | 0 |  | 0 |  | 0 |  | 0 |  |  | 0 | 0 | 0 |  |  | 0 | 0 | 0 | 0 | 0 | 0 | 0 | 0 | 0 | 0 | 0 | 0 | 0 | 0 | 0 | 0 | 0 | 0 | 0 | 0 | 0
0 | 0 |  |  |  | 0 | [11 empty] | 0 | 0 |  | 0 |  | 0 | [5 empty] | 0 |  | 0 |  | 0 |  | 0 |  | 0 |  | 0 |  | 0 |  | 0 |  |  | 0 | 0 | 0 |  |  | 0 | 0 | 0 | 0 | 0 | 0 | 0 | 0 | 0 | 0 | 0 | 0 | 0 | 0 | 0 | 0 | 0 | 0 | 0 | 0 | 0
0 | 0 |  |  |  | 0 | [11 empty] | 0 | 0 |  | 0 |  | 0 | [5 empty] | 0 |  | 0 |  | 0 |  | 0 |  | 0 |  | 0 |  | 0 |  | 0 |  |  | 0 | 0 | 0 |  |  | 0 | 0 | 0 | 0 | 0 | 0 | 0 | 0 | 0 | 0 | 0 | 0 | 0 | 0 | 0 | 0 | 0 | 0 | 0 | 0 | 0
0 | 0 |  |  |  | 0 | [11 empty] | 0 | 0 |  | 0 |  | 0 | [5 empty] | 0 |  | 0 |  | 0 |  | 0 |  | 0 |  | 0 |  | 0 |  | 0 |  |  | 0 | 0 | 0 |  |  | 0 | 0 | 0 | 0 | 0 | 0 | 0 | 0 | 0 | 0 | 0 | 0 | 0 | 0 | 0 | 0 | 0 | 0 | 0 | 0 | 0
0 | 0 |  |  |  | 0 | [11 empty] | 0 | 0 |  | 0 |  | 0 | [5 empty] | 0 |  | 0 |  | 0 |  | 0 |  | 0 |  | 0 |  | 0 |  | 0 |  |  | 0 | 0 | 0 |  |  | 0 | 0 | 0 | 0 | 0 | 0 | 0 | 0 | 0 | 0 | 0 | 0 | 0 | 0 | 0 | 0 | 0 | 0 | 0 | 0 | 0
0 | 0 |  |  |  | 0 | [11 empty] | 0 | 0 |  | 0 |  | 0 | [5 empty] | 0 |  | 0 |  | 0 |  | 0 |  | 0 |  | 0 |  | 0 |  | 0 |  |  | 0 | 0 | 0 |  |  | 0 | 0 | 0 | 0 | 0 | 0 | 0 | 0 | 0 | 0 | 0 | 0 | 0 | 0 | 0 | 0 | 0 | 0 | 0 | 0 | 0
0 | 0 |  |  |  | 0 | [11 empty] | 0 | 0 |  | 0 |  | 0 | [5 empty] | 0 |  | 0 |  | 0 |  | 0 |  | 0 |  | 0 |  | 0 |  | 0 |  |  | 0 | 0 | 0 |  |  | 0 | 0 | 0 | 0 | 0 | 0 | 0 | 0 | 0 | 0 | 0 | 0 | 0 | 0 | 0 | 0 | 0 | 0 | 0 | 0 | 0
0 | 0 |  |  |  | 0 | [11 empty] | 0 | 0 |  | 0 |  | 0 | [5 empty] | 0 |  | 0 |  | 0 |  | 0 |  | 0 |  | 0 |  | 0 |  | 0 |  |  | 0 | 0 | 0 |  |  | 0 | 0 | 0 | 0 | 0 | 0 | 0 | 0 | 0 | 0 | 0 | 0 | 0 | 0 | 0 | 0 | 0 | 0 | 0 | 0 | 0
0 | 0 |  |  |  | 0 | [11 empty] | 0 | 0 |  | 0 |  | 0 | [5 empty] | 0 |  | 0 |  | 0 |  | 0 |  | 0 |  | 0 |  | 0 |  | 0 |  |  | 0 | 0 | 0 |  |  | 0 | 0 | 0 | 0 | 0 | 0 | 0 | 0 | 0 | 0 | 0 | 0 | 0 | 0 | 0 | 0 | 0 | 0 | 0 | 0 | 0
0 | 0 |  |  |  | 0 | [11 empty] | 0 | 0 |  | 0 |  | 0 | [5 empty] | 0 |  | 0 |  | 0 |  | 0 |  | 0 |  | 0 |  | 0 |  | 0 |  |  | 0 | 0 | 0 |  |  | 0 | 0 | 0 | 0 | 0 | 0 | 0 | 0 | 0 | 0 | 0 | 0 | 0 | 0 | 0 | 0 | 0 | 0 | 0 | 0 | 0
0 | 0 |  |  |  | 0 | [11 empty] | 0 | 0 |  | 0 |  | 0 | [5 empty] | 0 |  | 0 |  | 0 |  | 0 |  | 0 |  | 0 |  | 0 |  | 0 |  |  | 0 | 0 | 0 |  |  | 0 | 0 | 0 | 0 | 0 | 0 | 0 | 0 | 0 | 0 | 0 | 0 | 0 | 0 | 0 | 0 | 0 | 0 | 0 | 0 | 0
0 | 0 |  |  |  | 0 | [11 empty] | 0 | 0 |  | 0 |  | 0 | [5 empty] | 0 |  | 0 |  | 0 |  | 0 |  | 0 |  | 0 |  | 0 |  | 0 |  |  | 0 | 0 | 0 |  |  | 0 | 0 | 0 | 0 | 0 | 0 | 0 | 0 | 0 | 0 | 0 | 0 | 0 | 0 | 0 | 0 | 0 | 0 | 0 | 0 | 0
0 | 0 |  |  |  | 0 | [11 empty] | 0 | 0 |  | 0 |  | 0 | [5 empty] | 0 |  | 0 |  | 0 |  | 0 |  | 0 |  | 0 |  | 0 |  | 0 |  |  | 0 | 0 | 0 |  |  | 0 | 0 | 0 | 0 | 0 | 0 | 0 | 0 | 0 | 0 | 0 | 0 | 0 | 0 | 0 | 0 | 0 | 0 | 0 | 0 | 0
0 | 0 |  |  |  | 0 | [11 empty] | 0 | 0 |  | 0 |  | 0 | [5 empty] | 0 |  | 0 |  | 0 |  | 0 |  | 0 |  | 0 |  | 0 |  | 0 |  |  | 0 | 0 | 0 |  |  | 0 | 0 | 0 | 0 | 0 | 0 | 0 | 0 | 0 | 0 | 0 | 0 | 0 | 0 | 0 | 0 | 0 | 0 | 0 | 0 | 0
0 | 0 |  |  |  | 0 | [11 empty] | 0 | 0 |  | 0 |  | 0 | [5 empty] | 0 |  | 0 |  | 0 |  | 0 |  | 0 |  | 0 |  | 0 |  | 0 |  |  | 0 | 0 | 0 |  |  | 0 | 0 | 0 | 0 | 0 | 0 | 0 | 0 | 0 | 0 | 0 | 0 | 0 | 0 | 0 | 0 | 0 | 0 | 0 | 0 | 0
0 | 0 |  |  |  | 0 | [11 empty] | 0 | 0 |  | 0 |  | 0 | [5 empty] | 0 |  | 0 |  | 0 |  | 0 |  | 0 |  | 0 |  | 0 |  | 0 |  |  | 0 | 0 | 0 |  |  | 0 | 0 | 0 | 0 | 0 | 0 | 0 | 0 | 0 | 0 | 0 | 0 | 0 | 0 | 0 | 0 | 0 | 0 | 0 | 0 | 0
0 | 0 |  |  |  | 0 | [11 empty] | 0 | 0 |  | 0 |  | 0 | [5 empty] | 0 |  | 0 |  | 0 |  | 0 |  | 0 |  | 0 |  | 0 |  | 0 |  |  | 0 | 0 | 0 |  |  | 0 | 0 | 0 | 0 | 0 | 0 | 0 | 0 | 0 | 0 | 0 | 0 | 0 | 0 | 0 | 0 | 0 | 0 | 0 | 0 | 0
0 | 0 |  |  |  | 0 | [11 empty] | 0 | 0 |  | 0 |  | 0 | [5 empty] | 0 |  | 0 |  | 0 |  | 0 |  | 0 |  | 0 |  | 0 |  | 0 |  |  | 0 | 0 | 0 |  |  | 0 | 0 | 0 | 0 | 0 | 0 | 0 | 0 | 0 | 0 | 0 | 0 | 0 | 0 | 0 | 0 | 0 | 0 | 0 | 0 | 0
0 | 0 |  |  |  | 0 | [11 empty] | 0 | 0 |  | 0 |  | 0 | [5 empty] | 0 |  | 0 |  | 0 |  | 0 |  | 0 |  | 0 |  | 0 |  | 0 |  |  | 0 | 0 | 0 |  |  | 0 | 0 | 0 | 0 | 0 | 0 | 0 | 0 | 0 | 0 | 0 | 0 | 0 | 0 | 0 | 0 | 0 | 0 | 0 | 0 | 0
0 | 0 |  |  |  | 0 | [11 empty] | 0 | 0 |  | 0 |  | 0 | [5 empty] | 0 |  | 0 |  | 0 |  | 0 |  | 0 |  | 0 |  | 0 |  | 0 |  |  | 0 | 0 | 0 |  |  | 0 | 0 | 0 | 0 | 0 | 0 | 0 | 0 | 0 | 0 | 0 | 0 | 0 | 0 | 0 | 0 | 0 | 0 | 0 | 0 | 0
0 | 0 |  |  |  | 0 | [11 empty] | 0 | 0 |  | 0 |  | 0 | [5 empty] | 0 |  | 0 |  | 0 |  | 0 |  | 0 |  | 0 |  | 0 |  | 0 |  |  | 0 | 0 | 0 |  |  | 0 | 0 | 0 | 0 | 0 | 0 | 0 | 0 | 0 | 0 | 0 | 0 | 0 | 0 | 0 | 0 | 0 | 0 | 0 | 0 | 0
0 | 0 |  |  |  | 0 | [11 empty] | 0 | 0 |  | 0 |  | 0 | [5 empty] | 0 |  | 0 |  | 0 |  | 0 |  | 0 |  | 0 |  | 0 |  | 0 |  |  | 0 | 0 | 0 |  |  | 0 | 0 | 0 | 0 | 0 | 0 | 0 | 0 | 0 | 0 | 0 | 0 | 0 | 0 | 0 | 0 | 0 | 0 | 0 | 0 | 0
0 | 0 |  |  |  | 0 | [11 empty] | 0 | 0 |  | 0 |  | 0 | [5 empty] | 0 |  | 0 |  | 0 |  | 0 |  | 0 |  | 0 |  | 0 |  | 0 |  |  | 0 | 0 | 0 |  |  | 0 | 0 | 0 | 0 | 0 | 0 | 0 | 0 | 0 | 0 | 0 | 0 | 0 | 0 | 0 | 0 | 0 | 0 | 0 | 0 | 0
0 | 0 |  |  |  | 0 | [11 empty] | 0 | 0 |  | 0 |  | 0 | [5 empty] | 0 |  | 0 |  | 0 |  | 0 |  | 0 |  | 0 |  | 0 |  | 0 |  |  | 0 | 0 | 0 |  |  | 0 | 0 | 0 | 0 | 0 | 0 | 0 | 0 | 0 | 0 | 0 | 0 | 0 | 0 | 0 | 0 | 0 | 0 | 0 | 0 | 0
0 | 0 |  |  |  | 0 | [11 empty] | 0 | 0 |  | 0 |  | 0 | [5 empty] | 0 |  | 0 |  | 0 |  | 0 |  | 0 |  | 0 |  | 0 |  | 0 |  |  | 0 | 0 | 0 |  |  | 0 | 0 | 0 | 0 | 0 | 0 | 0 | 0 | 0 | 0 | 0 | 0 | 0 | 0 | 0 | 0 | 0 | 0 | 0 | 0 | 0
0 | 0 |  |  |  | 0 | [11 empty] | 0 | 0 |  | 0 |  | 0 | [5 empty] | 0 |  | 0 |  | 0 |  | 0 |  | 0 |  | 0 |  | 0 |  | 0 |  |  | 0 | 0 | 0 |  |  | 0 | 0 | 0 | 0 | 0 | 0 | 0 | 0 | 0 | 0 | 0 | 0 | 0 | 0 | 0 | 0 | 0 | 0 | 0 | 0 | 0
0 | 0 |  |  |  | 0 | [11 empty] | 0 | 0 |  | 0 |  | 0 | [5 empty] | 0 |  | 0 |  | 0 |  | 0 |  | 0 |  | 0 |  | 0 |  | 0 |  |  | 0 | 0 | 0 |  |  | 0 | 0 | 0 | 0 | 0 | 0 | 0 | 0 | 0 | 0 | 0 | 0 | 0 | 0 | 0 | 0 | 0 | 0 | 0 | 0 | 0
0 | 0 |  |  |  | 0 | [11 empty] | 0 | 0 |  | 0 |  | 0 | [5 empty] | 0 |  | 0 |  | 0 |  | 0 |  | 0 |  | 0 |  | 0 |  | 0 |  |  | 0 | 0 | 0 |  |  | 0 | 0 | 0 | 0 | 0 | 0 | 0 | 0 | 0 | 0 | 0 | 0 | 0 | 0 | 0 | 0 | 0 | 0 | 0 | 0 | 0
0 | 0 |  |  |  | 0 | [11 empty] | 0 | 0 |  | 0 |  | 0 | [5 empty] | 0 |  | 0 |  | 0 |  | 0 |  | 0 |  | 0 |  | 0 |  | 0 |  |  | 0 | 0 | 0 |  |  | 0 | 0 | 0 | 0 | 0 | 0 | 0 | 0 | 0 | 0 | 0 | 0 | 0 | 0 | 0 | 0 | 0 | 0 | 0 | 0 | 0
0 | 0 |  |  |  | 0 | [11 empty] | 0 | 0 |  | 0 |  | 0 | [5 empty] | 0 |  | 0 |  | 0 |  | 0 |  | 0 |  | 0 |  | 0 |  | 0 |  |  | 0 | 0 | 0 |  |  | 0 | 0 | 0 | 0 | 0 | 0 | 0 | 0 | 0 | 0 | 0 | 0 | 0 | 0 | 0 | 0 | 0 | 0 | 0 | 0 | 0
0 | 0 |  |  |  | 0 | [11 empty] | 0 | 0 |  | 0 |  | 0 | [5 empty] | 0 |  | 0 |  | 0 |  | 0 |  | 0 |  | 0 |  | 0 |  | 0 |  |  | 0 | 0 | 0 |  |  | 0 | 0 | 0 | 0 | 0 | 0 | 0 | 0 | 0 | 0 | 0 | 0 | 0 | 0 | 0 | 0 | 0 | 0 | 0 | 0 | 0
0 | 0 |  |  |  | 0 | [11 empty] | 0 | 0 |  | 0 |  | 0 | [5 empty] | 0 |  | 0 |  | 0 |  | 0 |  | 0 |  | 0 |  | 0 |  | 0 |  |  | 0 | 0 | 0 |  |  | 0 | 0 | 0 | 0 | 0 | 0 | 0 | 0 | 0 | 0 | 0 | 0 | 0 | 0 | 0 | 0 | 0 | 0 | 0 | 0 | 0
0 | 0 |  |  |  | 0 | [11 empty] | 0 | 0 |  | 0 |  | 0 | [5 empty] | 0 |  | 0 |  | 0 |  | 0 |  | 0 |  | 0 |  | 0 |  | 0 |  |  | 0 | 0 | 0 |  |  | 0 | 0 | 0 | 0 | 0 | 0 | 0 | 0 | 0 | 0 | 0 | 0 | 0 | 0 | 0 | 0 | 0 | 0 | 0 | 0 | 0
0 | 0 |  |  |  | 0 | [11 empty] | 0 | 0 |  | 0 |  | 0 | [5 empty] | 0 |  | 0 |  | 0 |  | 0 |  | 0 |  | 0 |  | 0 |  | 0 |  |  | 0 | 0 | 0 |  |  | 0 | 0 | 0 | 0 | 0 | 0 | 0 | 0 | 0 | 0 | 0 | 0 | 0 | 0 | 0 | 0 | 0 | 0 | 0 | 0 | 0
0 | 0 |  |  |  | 0 | [11 empty] | 0 | 0 |  | 0 |  | 0 | [5 empty] | 0 |  | 0 |  | 0 |  | 0 |  | 0 |  | 0 |  | 0 |  | 0 |  |  | 0 | 0 | 0 |  |  | 0 | 0 | 0 | 0 | 0 | 0 | 0 | 0 | 0 | 0 | 0 | 0 | 0 | 0 | 0 | 0 | 0 | 0 | 0 | 0 | 0
0 | 0 |  |  |  | 0 | [11 empty] | 0 | 0 |  | 0 |  | 0 | [5 empty] | 0 |  | 0 |  | 0 |  | 0 |  | 0 |  | 0 |  | 0 |  | 0 |  |  | 0 | 0 | 0 |  |  | 0 | 0 | 0 | 0 | 0 | 0 | 0 | 0 | 0 | 0 | 0 | 0 | 0 | 0 | 0 | 0 | 0 | 0 | 0 | 0 | 0
0 | 0 |  |  |  | 0 | [11 empty] | 0 | 0 |  | 0 |  | 0 | [5 empty] | 0 |  | 0 |  | 0 |  | 0 |  | 0 |  | 0 |  | 0 |  | 0 |  |  | 0 | 0 | 0 |  |  | 0 | 0 | 0 | 0 | 0 | 0 | 0 | 0 | 0 | 0 | 0 | 0 | 0 | 0 | 0 | 0 | 0 | 0 | 0 | 0 | 0
0 | 0 |  |  |  | 0 | [11 empty] | 0 | 0 |  | 0 |  | 0 | [5 empty] | 0 |  | 0 |  | 0 |  | 0 |  | 0 |  | 0 |  | 0 |  | 0 |  |  | 0 | 0 | 0 |  |  | 0 | 0 | 0 | 0 | 0 | 0 | 0 | 0 | 0 | 0 | 0 | 0 | 0 | 0 | 0 | 0 | 0 | 0 | 0 | 0 | 0
0 | 0 |  |  |  | 0 | [11 empty] | 0 | 0 |  | 0 |  | 0 | [5 empty] | 0 |  | 0 |  | 0 |  | 0 |  | 0 |  | 0 |  | 0 |  | 0 |  |  | 0 | 0 | 0 |  |  | 0 | 0 | 0 | 0 | 0 | 0 | 0 | 0 | 0 | 0 | 0 | 0 | 0 | 0 | 0 | 0 | 0 | 0 | 0 | 0 | 0
0 | 0 |  |  |  | 0 | [11 empty] | 0 | 0 |  | 0 |  | 0 | [5 empty] | 0 |  | 0 |  | 0 |  | 0 |  | 0 |  | 0 |  | 0 |  | 0 |  |  | 0 | 0 | 0 |  |  | 0 | 0 | 0 | 0 | 0 | 0 | 0 | 0 | 0 | 0 | 0 | 0 | 0 | 0 | 0 | 0 | 0 | 0 | 0 | 0 | 0
0 | 0 |  |  |  | 0 | [11 empty] | 0 | 0 |  | 0 |  | 0 | [5 empty] | 0 |  | 0 |  | 0 |  | 0 |  | 0 |  | 0 |  | 0 |  | 0 |  |  | 0 | 0 | 0 |  |  | 0 | 0 | 0 | 0 | 0 | 0 | 0 | 0 | 0 | 0 | 0 | 0 | 0 | 0 | 0 | 0 | 0 | 0 | 0 | 0 | 0
0 | 0 |  |  |  | 0 | [11 empty] | 0 | 0 |  | 0 |  | 0 | [5 empty] | 0 |  | 0 |  | 0 |  | 0 |  | 0 |  | 0 |  | 0 |  | 0 |  |  | 0 | 0 | 0 |  |  | 0 | 0 | 0 | 0 | 0 | 0 | 0 | 0 | 0 | 0 | 0 | 0 | 0 | 0 | 0 | 0 | 0 | 0 | 0 | 0 | 0
0 | 0 |  |  |  | 0 | [11 empty] | 0 | 0 |  | 0 |  | 0 | [5 empty] | 0 |  | 0 |  | 0 |  | 0 |  | 0 |  | 0 |  | 0 |  | 0 |  |  | 0 | 0 | 0 |  |  | 0 | 0 | 0 | 0 | 0 | 0 | 0 | 0 | 0 | 0 | 0 | 0 | 0 | 0 | 0 | 0 | 0 | 0 | 0 | 0 | 0
0 | 0 |  |  |  | 0 | [11 empty] | 0 | 0 |  | 0 |  | 0 | [5 empty] | 0 |  | 0 |  | 0 |  | 0 |  | 0 |  | 0 |  | 0 |  | 0 |  |  | 0 | 0 | 0 |  |  | 0 | 0 | 0 | 0 | 0 | 0 | 0 | 0 | 0 | 0 | 0 | 0 | 0 | 0 | 0 | 0 | 0 | 0 | 0 | 0 | 0
0 | 0 |  |  |  | 0 | [11 empty] | 0 | 0 |  | 0 |  | 0 | [5 empty] | 0 |  | 0 |  | 0 |  | 0 |  | 0 |  | 0 |  | 0 |  | 0 |  |  | 0 | 0 | 0 |  |  | 0 | 0 | 0 | 0 | 0 | 0 | 0 | 0 | 0 | 0 | 0 | 0 | 0 | 0 | 0 | 0 | 0 | 0 | 0 | 0 | 0
0 | 0 |  |  |  | 0 | [11 empty] | 0 | 0 |  | 0 |  | 0 | [5 empty] | 0 |  | 0 |  | 0 |  | 0 |  | 0 |  | 0 |  | 0 |  | 0 |  |  | 0 | 0 | 0 |  |  | 0 | 0 | 0 | 0 | 0 | 0 | 0 | 0 | 0 | 0 | 0 | 0 | 0 | 0 | 0 | 0 | 0 | 0 | 0 | 0 | 0
0 | 0 |  |  |  | 0 | [11 empty] | 0 | 0 |  | 0 |  | 0 | [5 empty] | 0 |  | 0 |  | 0 |  | 0 |  | 0 |  | 0 |  | 0 |  | 0 |  |  | 0 | 0 | 0 |  |  | 0 | 0 | 0 | 0 | 0 | 0 | 0 | 0 | 0 | 0 | 0 | 0 | 0 | 0 | 0 | 0 | 0 | 0 | 0 | 0 | 0
0 | 0 |  |  |  | 0 | [11 empty] | 0 | 0 |  | 0 |  | 0 | [5 empty] | 0 |  | 0 |  | 0 |  | 0 |  | 0 |  | 0 |  | 0 |  | 0 |  |  | 0 | 0 | 0 |  |  | 0 | 0 | 0 | 0 | 0 | 0 | 0 | 0 | 0 | 0 | 0 | 0 | 0 | 0 | 0 | 0 | 0 | 0 | 0 | 0 | 0
0 | 0 |  |  |  | 0 | [11 empty] | 0 | 0 |  | 0 |  | 0 | [5 empty] | 0 |  | 0 |  | 0 |  | 0 |  | 0 |  | 0 |  | 0 |  | 0 |  |  | 0 | 0 | 0 |  |  | 0 | 0 | 0 | 0 | 0 | 0 | 0 | 0 | 0 | 0 | 0 | 0 | 0 | 0 | 0 | 0 | 0 | 0 | 0 | 0 | 0
0 | 0 |  |  |  | 0 | [11 empty] | 0 | 0 |  | 0 |  | 0 | [5 empty] | 0 |  | 0 |  | 0 |  | 0 |  | 0 |  | 0 |  | 0 |  | 0 |  |  | 0 | 0 | 0 |  |  | 0 | 0 | 0 | 0 | 0 | 0 | 0 | 0 | 0 | 0 | 0 | 0 | 0 | 0 | 0 | 0 | 0 | 0 | 0 | 0 | 0
0 | 0 |  |  |  | 0 | [11 empty] | 0 | 0 |  | 0 |  | 0 | [5 empty] | 0 |  | 0 |  | 0 |  | 0 |  | 0 |  | 0 |  | 0 |  | 0 |  |  | 0 | 0 | 0 |  |  | 0 | 0 | 0 | 0 | 0 | 0 | 0 | 0 | 0 | 0 | 0 | 0 | 0 | 0 | 0 | 0 | 0 | 0 | 0 | 0 | 0
0 | 0 |  |  |  | 0 | [11 empty] | 0 | 0 |  | 0 |  | 0 | [5 empty] | 0 |  | 0 |  | 0 |  | 0 |  | 0 |  | 0 |  | 0 |  | 0 |  |  | 0 | 0 | 0 |  |  | 0 | 0 | 0 | 0 | 0 | 0 | 0 | 0 | 0 | 0 | 0 | 0 | 0 | 0 | 0 | 0 | 0 | 0 | 0 | 0 | 0
0 | 0 |  |  |  | 0 | [11 empty] | 0 | 0 |  | 0 |  | 0 | [5 empty] | 0 |  | 0 |  | 0 |  | 0 |  | 0 |  | 0 |  | 0 |  | 0 |  |  | 0 | 0 | 0 |  |  | 0 | 0 | 0 | 0 | 0 | 0 | 0 | 0 | 0 | 0 | 0 | 0 | 0 | 0 | 0 | 0 | 0 | 0 | 0 | 0 | 0
0 | 0 |  |  |  | 0 | [11 empty] | 0 | 0 |  | 0 |  | 0 | [5 empty] | 0 |  | 0 |  | 0 |  | 0 |  | 0 |  | 0 |  | 0 |  | 0 |  |  | 0 | 0 | 0 |  |  | 0 | 0 | 0 | 0 | 0 | 0 | 0 | 0 | 0 | 0 | 0 | 0 | 0 | 0 | 0 | 0 | 0 | 0 | 0 | 0 | 0
0 | 0 |  |  |  | 0 | [11 empty] | 0 | 0 |  | 0 |  | 0 | [5 empty] | 0 |  | 0 |  | 0 |  | 0 |  | 0 |  | 0 |  | 0 |  | 0 |  |  | 0 | 0 | 0 |  |  | 0 | 0 | 0 | 0 | 0 | 0 | 0 | 0 | 0 | 0 | 0 | 0 | 0 | 0 | 0 | 0 | 0 | 0 | 0 | 0 | 0
0 | 0 |  |  |  | 0 | [11 empty] | 0 | 0 |  | 0 |  | 0 | [5 empty] | 0 |  | 0 |  | 0 |  | 0 |  | 0 |  | 0 |  | 0 |  | 0 |  |  | 0 | 0 | 0 |  |  | 0 | 0 | 0 | 0 | 0 | 0 | 0 | 0 | 0 | 0 | 0 | 0 | 0 | 0 | 0 | 0 | 0 | 0 | 0 | 0 | 0
0 | 0 |  |  |  | 0 | [11 empty] | 0 | 0 |  | 0 |  | 0 | [5 empty] | 0 |  | 0 |  | 0 |  | 0 |  | 0 |  | 0 |  | 0 |  | 0 |  |  | 0 | 0 | 0 |  |  | 0 | 0 | 0 | 0 | 0 | 0 | 0 | 0 | 0 | 0 | 0 | 0 | 0 | 0 | 0 | 0 | 0 | 0 | 0 | 0 | 0
0 | 0 |  |  |  | 0 | [11 empty] | 0 | 0 |  | 0 |  | 0 | [5 empty] | 0 |  | 0 |  | 0 |  | 0 |  | 0 |  | 0 |  | 0 |  | 0 |  |  | 0 | 0 | 0 |  |  | 0 | 0 | 0 | 0 | 0 | 0 | 0 | 0 | 0 | 0 | 0 | 0 | 0 | 0 | 0 | 0 | 0 | 0 | 0 | 0 | 0
0 | 0 |  |  |  | 0 | [11 empty] | 0 | 0 |  | 0 |  | 0 | [5 empty] | 0 |  | 0 |  | 0 |  | 0 |  | 0 |  | 0 |  | 0 |  | 0 |  |  | 0 | 0 | 0 |  |  | 0 | 0 | 0 | 0 | 0 | 0 | 0 | 0 | 0 | 0 | 0 | 0 | 0 | 0 | 0 | 0 | 0 | 0 | 0 | 0 | 0
0 | 0 |  |  |  | 0 | [11 empty] | 0 | 0 |  | 0 |  | 0 | [5 empty] | 0 |  | 0 |  | 0 |  | 0 |  | 0 |  | 0 |  | 0 |  | 0 |  |  | 0 | 0 | 0 |  |  | 0 | 0 | 0 | 0 | 0 | 0 | 0 | 0 | 0 | 0 | 0 | 0 | 0 | 0 | 0 | 0 | 0 | 0 | 0 | 0 | 0
0 | 0 |  |  |  | 0 | [11 empty] | 0 | 0 |  | 0 |  | 0 | [5 empty] | 0 |  | 0 |  | 0 |  | 0 |  | 0 |  | 0 |  | 0 |  | 0 |  |  | 0 | 0 | 0 |  |  | 0 | 0 | 0 | 0 | 0 | 0 | 0 | 0 | 0 | 0 | 0 | 0 | 0 | 0 | 0 | 0 | 0 | 0 | 0 | 0 | 0
0 | 0 |  |  |  | 0 | [11 empty] | 0 | 0 |  | 0 |  | 0 | [5 empty] | 0 |  | 0 |  | 0 |  | 0 |  | 0 |  | 0 |  | 0 |  | 0 |  |  | 0 | 0 | 0 |  |  | 0 | 0 | 0 | 0 | 0 | 0 | 0 | 0 | 0 | 0 | 0 | 0 | 0 | 0 | 0 | 0 | 0 | 0 | 0 | 0 | 0
0 | 0 |  |  |  | 0 | [11 empty] | 0 | 0 |  | 0 |  | 0 | [5 empty] | 0 |  | 0 |  | 0 |  | 0 |  | 0 |  | 0 |  | 0 |  | 0 |  |  | 0 | 0 | 0 |  |  | 0 | 0 | 0 | 0 | 0 | 0 | 0 | 0 | 0 | 0 | 0 | 0 | 0 | 0 | 0 | 0 | 0 | 0 | 0 | 0 | 0
0 | 0 |  |  |  | 0 | [11 empty] | 0 | 0 |  | 0 |  | 0 | [5 empty] | 0 |  | 0 |  | 0 |  | 0 |  | 0 |  | 0 |  | 0 |  | 0 |  |  | 0 | 0 | 0 |  |  | 0 | 0 | 0 | 0 | 0 | 0 | 0 | 0 | 0 | 0 | 0 | 0 | 0 | 0 | 0 | 0 | 0 | 0 | 0 | 0 | 0
0 | 0 |  |  |  | 0 | [11 empty] | 0 | 0 |  | 0 |  | 0 | [5 empty] | 0 |  | 0 |  | 0 |  | 0 |  | 0 |  | 0 |  | 0 |  | 0 |  |  | 0 | 0 | 0 |  |  | 0 | 0 | 0 | 0 | 0 | 0 | 0 | 0 | 0 | 0 | 0 | 0 | 0 | 0 | 0 | 0 | 0 | 0 | 0 | 0 | 0
0 | 0 |  |  |  | 0 | [11 empty] | 0 | 0 |  | 0 |  | 0 | [5 empty] | 0 |  | 0 |  | 0 |  | 0 |  | 0 |  | 0 |  | 0 |  | 0 |  |  | 0 | 0 | 0 |  |  | 0 | 0 | 0 | 0 | 0 | 0 | 0 | 0 | 0 | 0 | 0 | 0 | 0 | 0 | 0 | 0 | 0 | 0 | 0 | 0 | 0
0 | 0 |  |  |  | 0 | [11 empty] | 0 | 0 |  | 0 |  | 0 | [5 empty] | 0 |  | 0 |  | 0 |  | 0 |  | 0 |  | 0 |  | 0 |  | 0 |  |  | 0 | 0 | 0 |  |  | 0 | 0 | 0 | 0 | 0 | 0 | 0 | 0 | 0 | 0 | 0 | 0 | 0 | 0 | 0 | 0 | 0 | 0 | 0 | 0 | 0
0 | 0 |  |  |  | 0 | [11 empty] | 0 | 0 |  | 0 |  | 0 | [5 empty] | 0 |  | 0 |  | 0 |  | 0 |  | 0 |  | 0 |  | 0 |  | 0 |  |  | 0 | 0 | 0 |  |  | 0 | 0 | 0 | 0 | 0 | 0 | 0 | 0 | 0 | 0 | 0 | 0 | 0 | 0 | 0 | 0 | 0 | 0 | 0 | 0 | 0
0 | 0 |  |  |  | 0 | [11 empty] | 0 | 0 |  | 0 |  | 0 | [5 empty] | 0 |  | 0 |  | 0 |  | 0 |  | 0 |  | 0 |  | 0 |  | 0 |  |  | 0 | 0 | 0 |  |  | 0 | 0 | 0 | 0 | 0 | 0 | 0 | 0 | 0 | 0 | 0 | 0 | 0 | 0 | 0 | 0 | 0 | 0 | 0 | 0 | 0
0 | 0 |  |  |  | 0 | [11 empty] | 0 | 0 |  | 0 |  | 0 | [5 empty] | 0 |  | 0 |  | 0 |  | 0 |  | 0 |  | 0 |  | 0 |  | 0 |  |  | 0 | 0 | 0 |  |  | 0 | 0 | 0 | 0 | 0 | 0 | 0 | 0 | 0 | 0 | 0 | 0 | 0 | 0 | 0 | 0 | 0 | 0 | 0 | 0 | 0
0 | 0 |  |  |  | 0 | [11 empty] | 0 | 0 |  | 0 |  | 0 | [5 empty] | 0 |  | 0 |  | 0 |  | 0 |  | 0 |  | 0 |  | 0 |  | 0 |  |  | 0 | 0 | 0 |  |  | 0 | 0 | 0 | 0 | 0 | 0 | 0 | 0 | 0 | 0 | 0 | 0 | 0 | 0 | 0 | 0 | 0 | 0 | 0 | 0 | 0
0 | 0 |  |  |  | 0 | [11 empty] | 0 | 0 |  | 0 |  | 0 | [5 empty] | 0 |  | 0 |  | 0 |  | 0 |  | 0 |  | 0 |  | 0 |  | 0 |  |  | 0 | 0 | 0 |  |  | 0 | 0 | 0 | 0 | 0 | 0 | 0 | 0 | 0 | 0 | 0 | 0 | 0 | 0 | 0 | 0 | 0 | 0 | 0 | 0 | 0
0 | 0 |  |  |  | 0 | [11 empty] | 0 | 0 |  | 0 |  | 0 | [5 empty] | 0 |  | 0 |  | 0 |  | 0 |  | 0 |  | 0 |  | 0 |  | 0 |  |  | 0 | 0 | 0 |  |  | 0 | 0 | 0 | 0 | 0 | 0 | 0 | 0 | 0 | 0 | 0 | 0 | 0 | 0 | 0 | 0 | 0 | 0 | 0 | 0 | 0
0 | 0 |  |  |  | 0 | [11 empty] | 0 | 0 |  | 0 |  | 0 | [5 empty] | 0 |  | 0 |  | 0 |  | 0 |  | 0 |  | 0 |  | 0 |  | 0 |  |  | 0 | 0 | 0 |  |  | 0 | 0 | 0 | 0 | 0 | 0 | 0 | 0 | 0 | 0 | 0 | 0 | 0 | 0 | 0 | 0 | 0 | 0 | 0 | 0 | 0
0 | 0 |  |  |  | 0 | [11 empty] | 0 | 0 |  | 0 |  | 0 | [5 empty] | 0 |  | 0 |  | 0 |  | 0 |  | 0 |  | 0 |  | 0 |  | 0 |  |  | 0 | 0 | 0 |  |  | 0 | 0 | 0 | 0 | 0 | 0 | 0 | 0 | 0 | 0 | 0 | 0 | 0 | 0 | 0 | 0 | 0 | 0 | 0 | 0 | 0
0 | 0 |  |  |  | 0 | [11 empty] | 0 | 0 |  | 0 |  | 0 | [5 empty] | 0 |  | 0 |  | 0 |  | 0 |  | 0 |  | 0 |  | 0 |  | 0 |  |  | 0 | 0 | 0 |  |  | 0 | 0 | 0 | 0 | 0 | 0 | 0 | 0 | 0 | 0 | 0 | 0 | 0 | 0 | 0 | 0 | 0 | 0 | 0 | 0 | 0
0 | 0 |  |  |  | 0 | [11 empty] | 0 | 0 |  | 0 |  | 0 | [5 empty] | 0 |  | 0 |  | 0 |  | 0 |  | 0 |  | 0 |  | 0 |  | 0 |  |  | 0 | 0 | 0 |  |  | 0 | 0 | 0 | 0 | 0 | 0 | 0 | 0 | 0 | 0 | 0 | 0 | 0 | 0 | 0 | 0 | 0 | 0 | 0 | 0 | 0
0 | 0 |  |  |  | 0 | [11 empty] | 0 | 0 |  | 0 |  | 0 | [5 empty] | 0 |  | 0 |  | 0 |  | 0 |  | 0 |  | 0 |  | 0 |  | 0 |  |  | 0 | 0 | 0 |  |  | 0 | 0 | 0 | 0 | 0 | 0 | 0 | 0 | 0 | 0 | 0 | 0 | 0 | 0 | 0 | 0 | 0 | 0 | 0 | 0 | 0
0 | 0 |  |  |  | 0 | [11 empty] | 0 | 0 |  | 0 |  | 0 | [5 empty] | 0 |  | 0 |  | 0 |  | 0 |  | 0 |  | 0 |  | 0 |  | 0 |  |  | 0 | 0 | 0 |  |  | 0 | 0 | 0 | 0 | 0 | 0 | 0 | 0 | 0 | 0 | 0 | 0 | 0 | 0 | 0 | 0 | 0 | 0 | 0 | 0 | 0
0 | 0 |  |  |  | 0 | [11 empty] | 0 | 0 |  | 0 |  | 0 | [5 empty] | 0 |  | 0 |  | 0 |  | 0 |  | 0 |  | 0 |  | 0 |  | 0 |  |  | 0 | 0 | 0 |  |  | 0 | 0 | 0 | 0 | 0 | 0 | 0 | 0 | 0 | 0 | 0 | 0 | 0 | 0 | 0 | 0 | 0 | 0 | 0 | 0 | 0
0 | 0 |  |  |  | 0 | [11 empty] | 0 | 0 |  | 0 |  | 0 | [5 empty] | 0 |  | 0 |  | 0 |  | 0 |  | 0 |  | 0 |  | 0 |  | 0 |  |  | 0 | 0 | 0 |  |  | 0 | 0 | 0 | 0 | 0 | 0 | 0 | 0 | 0 | 0 | 0 | 0 | 0 | 0 | 0 | 0 | 0 | 0 | 0 | 0 | 0
0 | 0 |  |  |  | 0 | [11 empty] | 0 | 0 |  | 0 |  | 0 | [5 empty] | 0 |  | 0 |  | 0 |  | 0 |  | 0 |  | 0 |  | 0 |  | 0 |  |  | 0 | 0 | 0 |  |  | 0 | 0 | 0 | 0 | 0 | 0 | 0 | 0 | 0 | 0 | 0 | 0 | 0 | 0 | 0 | 0 | 0 | 0 | 0 | 0 | 0
0 | 0 |  |  |  | 0 | [11 empty] | 0 | 0 |  | 0 |  | 0 | [5 empty] | 0 |  | 0 |  | 0 |  | 0 |  | 0 |  | 0 |  | 0 |  | 0 |  |  | 0 | 0 | 0 |  |  | 0 | 0 | 0 | 0 | 0 | 0 | 0 | 0 | 0 | 0 | 0 | 0 | 0 | 0 | 0 | 0 | 0 | 0 | 0 | 0 | 0
0 | 0 |  |  |  | 0 | [11 empty] | 0 | 0 |  | 0 |  | 0 | [5 empty] | 0 |  | 0 |  | 0 |  | 0 |  | 0 |  | 0 |  | 0 |  | 0 |  |  | 0 | 0 | 0 |  |  | 0 | 0 | 0 | 0 | 0 | 0 | 0 | 0 | 0 | 0 | 0 | 0 | 0 | 0 | 0 | 0 | 0 | 0 | 0 | 0 | 0
0 | 0 |  |  |  | 0 | [11 empty] | 0 | 0 |  | 0 |  | 0 | [5 empty] | 0 |  | 0 |  | 0 |  | 0 |  | 0 |  | 0 |  | 0 |  | 0 |  |  | 0 | 0 | 0 |  |  | 0 | 0 | 0 | 0 | 0 | 0 | 0 | 0 | 0 | 0 | 0 | 0 | 0 | 0 | 0 | 0 | 0 | 0 | 0 | 0 | 0
0 | 0 |  |  |  | 0 | [11 empty] | 0 | 0 |  | 0 |  | 0 | [5 empty] | 0 |  | 0 |  | 0 |  | 0 |  | 0 |  | 0 |  | 0 |  | 0 |  |  | 0 | 0 | 0 |  |  | 0 | 0 | 0 | 0 | 0 | 0 | 0 | 0 | 0 | 0 | 0 | 0 | 0 | 0 | 0 | 0 | 0 | 0 | 0 | 0 | 0
0 | 0 |  |  |  | 0 | [11 empty] | 0 | 0 |  | 0 |  | 0 | [5 empty] | 0 |  | 0 |  | 0 |  | 0 |  | 0 |  | 0 |  | 0 |  | 0 |  |  | 0 | 0 | 0 |  |  | 0 | 0 | 0 | 0 | 0 | 0 | 0 | 0 | 0 | 0 | 0 | 0 | 0 | 0 | 0 | 0 | 0 | 0 | 0 | 0 | 0
0 | 0 |  |  |  | 0 | [11 empty] | 0 | 0 |  | 0 |  | 0 | [5 empty] | 0 |  | 0 |  | 0 |  | 0 |  | 0 |  | 0 |  | 0 |  | 0 |  |  | 0 | 0 | 0 |  |  | 0 | 0 | 0 | 0 | 0 | 0 | 0 | 0 | 0 | 0 | 0 | 0 | 0 | 0 | 0 | 0 | 0 | 0 | 0 | 0 | 0
0 | 0 |  |  |  | 0 | [11 empty] | 0 | 0 |  | 0 |  | 0 | [5 empty] | 0 |  | 0 |  | 0 |  | 0 |  | 0 |  | 0 |  | 0 |  | 0 |  |  | 0 | 0 | 0 |  |  | 0 | 0 | 0 | 0 | 0 | 0 | 0 | 0 | 0 | 0 | 0 | 0 | 0 | 0 | 0 | 0 | 0 | 0 | 0 | 0 | 0
0 | 0 |  |  |  | 0 | [11 empty] | 0 | 0 |  | 0 |  | 0 | [5 empty] | 0 |  | 0 |  | 0 |  | 0 |  | 0 |  | 0 |  | 0 |  | 0 |  |  | 0 | 0 | 0 |  |  | 0 | 0 | 0 | 0 | 0 | 0 | 0 | 0 | 0 | 0 | 0 | 0 | 0 | 0 | 0 | 0 | 0 | 0 | 0 | 0 | 0
0 | 0 |  |  |  | 0 | [11 empty] | 0 | 0 |  | 0 |  | 0 | [5 empty] | 0 |  | 0 |  | 0 |  | 0 |  | 0 |  | 0 |  | 0 |  | 0 |  |  | 0 | 0 | 0 |  |  | 0 | 0 | 0 | 0 | 0 | 0 | 0 | 0 | 0 | 0 | 0 | 0 | 0 | 0 | 0 | 0 | 0 | 0 | 0 | 0 | 0
0 | 0 |  |  |  | 0 | [11 empty] | 0 | 0 |  | 0 |  | 0 | [5 empty] | 0 |  | 0 |  | 0 |  | 0 |  | 0 |  | 0 |  | 0 |  | 0 |  |  | 0 | 0 | 0 |  |  | 0 | 0 | 0 | 0 | 0 | 0 | 0 | 0 | 0 | 0 | 0 | 0 | 0 | 0 | 0 | 0 | 0 | 0 | 0 | 0 | 0
0 | 0 |  |  |  | 0 | [11 empty] | 0 | 0 |  | 0 |  | 0 | [5 empty] | 0 |  | 0 |  | 0 |  | 0 |  | 0 |  | 0 |  | 0 |  | 0 |  |  | 0 | 0 | 0 |  |  | 0 | 0 | 0 | 0 | 0 | 0 | 0 | 0 | 0 | 0 | 0 | 0 | 0 | 0 | 0 | 0 | 0 | 0 | 0 | 0 | 0
0 | 0 |  |  |  | 0 | [11 empty] | 0 | 0 |  | 0 |  | 0 | [5 empty] | 0 |  | 0 |  | 0 |  | 0 |  | 0 |  | 0 |  | 0 |  | 0 |  |  | 0 | 0 | 0 |  |  | 0 | 0 | 0 | 0 | 0 | 0 | 0 | 0 | 0 | 0 | 0 | 0 | 0 | 0 | 0 | 0 | 0 | 0 | 0 | 0 | 0
0
[6 empty] | END |  | Total Price for Schedule 6 | [9 empty] | 0 |  | 0 |  | 0 | Baht |  | Baht |  | Baht |  | Baht |  | Baht |  |  | 0 | Baht |  | Baht |  | Baht |  | Baht |  |  |  |  | Baht | Baht |  |  | Baht | Baht | Baht | Baht | Baht | Baht | Baht | Baht | Baht | Baht | Baht | Baht | Baht | Baht | Baht | Baht | Baht | Baht | Baht | Baht | Baht | bar: 79 to 81
[18 empty] | 0 |  | 0 |  | 0 | [5 empty] | 0 |  | 0 |  | 0 |  | 0 |  | 0 |  | 0 |  | 0 |  | 0 |  |  |  | 0 | 0 |  |  | 0 | 0 | 0 | 0 | 0 | 0 | 0 | 0 | 0 | 0 | 0 | 0 | 0 | 0 | 0 | 0 | 0 | 0 | 0 | 0 | 0 | bar: 79 to 81
[18 empty] | 0 |  | 0 |  | 0 | [11 empty] | 0 | bar: 79 to 81
[18 empty] | 0 |  | 0 |  | 0 | [11 empty] | 0 | bar: 79 to 81
[18 empty] | 0 |  | 0 |  | 0 | [11 empty] | 0
[18 empty] | 0 |  | 0 |  | 0 | [11 empty] | 0
[18 empty] | 0 |  | 0 |  | 0 | [11 empty] | 0
[18 empty] | 0 |  | 0 |  | 0 | [11 empty] | 0
000000000000000000000000000000000000000
0000000000000000000000000000000000000000
000000000000000000000
[8 empty] | 0 | 0 |  |  |  |  | 0000000000000000000000000000000000000000000000000000000000000000000000000000000000000000000000000000
[8 empty] | 0 | 0
[8 empty] | 0 | 0
[8 empty] | 0 | 0
[8 empty] | 0 | 0
[8 empty] | 0 | 0
[8 empty] | 0 | 0
[8 empty] | 0 | 0
[8 empty] | 0 | 0
[8 empty] | 0 | 0
[8 empty] | 0 | 0
[8 empty] | 0 | 0
[8 empty] | 0 | 0
[8 empty] | 0 | 0
[8 empty] | 0 | 0
[8 empty] | 0 | 0
[8 empty] | 0 | 0
[8 empty] | 0 | 0
[8 empty] | 0 | 0
[8 empty] | 0 | 0
[8 empty] | 0 | 0
[8 empty] | 0 | 0
[8 empty] | 0 | 0
[8 empty] | 0 | 0
[8 empty] | 0 | 0
[8 empty] | 0 | 0
[8 empty] | 0 | 0
[8 empty] | 0 | 0
[8 empty] | 0 | 0
[8 empty] | 0 | 0
[8 empty] | 0 | 0
[8 empty] | 0 | 0
[8 empty] | 0 | 0
[8 empty] | 0 | 0
[8 empty] | 0 | 0
[8 empty] | 0 | 0
[8 empty] | 0 | 0
[8 empty] | 0 | 0
[8 empty] | 0 | 0
[8 empty] | 0 | 0
[8 empty] | 0 | 0
[8 empty] | 0 | 0
[8 empty] | 0 | 0
[8 empty] | 0 | 0
[8 empty] | 0 | 0
[8 empty] | 0 | 0
[8 empty] | 0 | 0
[8 empty] | 0 | 0
[8 empty] | 0 | 0
[8 empty] | 0 | 0
[8 empty] | 0 | 0
[8 empty] | 0 | 0
[8 empty] | 0 | 0
[8 empty] | 0 | 0
[8 empty] | 0 | 0
[8 empty] | 0 | 0
[8 empty] | 0 | 0
[8 empty] | 0 | 0
[8 empty] | 0 | 0
[8 empty] | 0 | 0
[8 empty] | 0 | 0
[8 empty] | 0 | 0
[8 empty] | 0 | 0
[8 empty] | 0 | 0
[8 empty] | 0 | 0
[8 empty] | 0 | 0
[8 empty] | 0 | 0
[8 empty] | 0 | 0
[8 empty] | 0 | 0
[8 empty] | 0 | 0
[8 empty] | 0 | 0
[8 empty] | 0 | 0
[8 empty] | 0 | 0
[8 empty] | 0 | 0
[8 empty] | 0 | 0
[8 empty] | 0 | 0
[8 empty] | 0 | 0
[8 empty] | 0 | 0
[8 empty] | 0 | 0
[8 empty] | 0 | 0
[8 empty] | 0 | 0
[8 empty] | 0 | 0
[8 empty] | 0 | 0
[8 empty] | 0 | 0
[8 empty] | 0 | 0
[8 empty] | 0 | 0
[8 empty] | 0 | 0
[8 empty] | 0 | 0
[8 empty] | 0 | 0
[8 empty] | 0 | 0
[8 empty] | 0 | 0
[8 empty] | 0 | 0
[8 empty] | 0 | 0
[8 empty] | 0 | 0
[8 empty] | 0 | 0
[8 empty] | 0 | 0
[8 empty] | 0 | 0
[8 empty] | 0 | 0
[8 empty] | 0 | 0
[8 empty] | 0 | 0

## Sch 7 (hidden)
INVITATION TO BID NO. VKS1-SWG-01
Schedule 7 :
[77 empty] | 79 | 80 | 81 | 82 | 83 | 84 | 85 | 86 | 87 | 88 | 89 | 90 | 91 | 92 | 93 | 94 | 95 | 96 | 97 | 98 | 99 | 100 | 101 | 102 | 103 | 104 | 105 | 106 | 107 | 108 | 109 | 110 | 111 | 112 | 113 | 114 | 115 | 116 | 117 | 118 | 119 | 120 | 121 | 122 | 123 | 124 | 125 | 126 | 127 | 128
[8 empty] | SUPPLY OF 115 KV COMPACT SWITCHGEAR | [62 empty] | 72 | 73 | 75 | 76 | 77 | 78 | 82: Breakdown per Item :
[8 empty] | TRANSMISSION SYSTEM FOR HYDRO-FLOATING SOLAR HYBRID PROJECT VAJIRALONGKORN DAM UNIT 1 | [68 empty] | 82: Schedule :
System :
Job No. | Substation | Delivery Required by EGAT |  |  |  | Material group | Code No. | Item No. | Description | Short Description | Drawing No. / Reference No. | Qty. | Unit | Currency | Supply of Equipment |  |  |  | Supply of Equipment |  | Supply of Equipment |  | Supply of Equipment |  |  |  | Supply of Equipment |  | Supply of Equipment |  | Supply of Equipment |  | Foreign Currency |  | Local Currency |  | Local Transportation |  | Local Transportation, Construction and Installation |  | Purchase Price Offered for Dismantled Equipment |  | Plant |  | UOM | [25 empty] | Irrelevant | Incoterm | Account Assignment | Cost Object | Fund Center |  | 105: CFR Thai Port; 107: CIF Thai Port; 109: DDP EGAT 's Store; 111: Local Transportation; 113: Custom Clearance; 115: DDP EGAT 's Store; 117: Ex-works Price; 119: Local Transportation; 121: Foreign Currency; 123: Local Currency; 125: Local Transportation to EGAT 's Store; 127: Local Transportation, Construction and Installation | Long Description | Short Description
|  | (with in months after receipt of the notification of award) | [12 empty] | Foreign Supply |  |  |  | Foreign Supply |  | Foreign Supply |  | Foreign Supply | [5 empty] | Local Supply |  | Local Supply | [16 empty] | Preference | % Import Duty | Preference | CFR Price | CIF Price | Foreign Currency | Ex-works Price | Local Currency | Local Transportation | Local Transportation, | Marine Insurance Price | Customs Clearance | Import Duty Price | VAT for Imported Equipment | VAT for Import Duty | VAT for | VAT for Ex-works Price | VAT for | VAT for | VAT for Transportation, Construction and Installation | Foreign | Local | Evaluation Price | [6 empty] | 115: ( excluding VAT ); 117: ( excluding VAT )
[5 empty] | Completion Date | [9 empty] | FOB Vessel | Cost of | CFR Thai Port |  | CIF Thai Port |  | DDP EGAT 's Store |  | Local Transportation |  | Custom Clearance |  | DDP EGAT 's Store |  | Ex-works Price |  | Local Transportation | [12 empty] | Breakdown tab |  | Proposed Price | Evaluation Price | Status | [7 empty] | to EGAT 's Store | Construction and | [5 empty] | Foreign Currency |  | Local Currency | Local Transportation |  | Price Adjustment | Price Adjustment | [7 empty] | 104: Incoterm; 105: CFR; 107: CIF; 109: DDP; 111: ZTF; 113: ZCC; 115: DDP; 117: EXW; 119: ZTL; 125: ZTT; 127: ZCN
|  | CFR Thai Port | DDP or EGAT's Store | Ex-works | [11 empty] | Transportation | [10 empty] | ( excluding VAT ) |  | ( excluding VAT ) |  | ( excluding VAT ) |  |  |  | ( excluding VAT ) |  | ( excluding VAT ) |  | ( excluding VAT ) |  | ( including VAT ) | [15 empty] | Installation | [%Insure(110%(CFR))] | [%Custom(CIF)] | [%Import Duty(CIF)] | [ %VAT(CFR/CIF) ] | [ %VAT( Import Duty) ] | [ %VAT(Foreign Currency) ] | [ %VAT(Ex-works Price) ] | [ %VAT(Local Currency) ] | to EGAT 's Store | [10 empty] | 104: Material group; 111: SV-TRN-MT; 113: SV-CTM; 119: SV-TRN-MT; 125: SV-TRN-MT; 127: SV-CVL
[16 empty] | to Thai Port | [6 empty] | Baht |  | Baht |  | Baht |  | Baht |  | Baht |  |  |  | Baht |  | Baht |  | Baht |  | Baht |  |  |  |  | Baht | Baht |  |  | Baht | Baht | Baht | Baht | Baht | Baht | Baht | Baht | Baht | Baht | Baht | Baht | Baht | Baht | Baht | Baht | Baht | Baht | Baht | Baht | Baht
|  | (month) | (month) | (month) | (month) | [9 empty] | Unit Price | Unit Price | Unit Price | Amount | Unit Price | Amount | Unit Price | Amount | Unit Price | Amount | Unit Price | Amount | Unit Price | Amount | Unit Price | Amount | Unit Price | Amount | Unit Price | Amount | Unit Price | Amount | Unit Price | Amount | Unit Price | Amount | Unit Price | Amount | [5 empty] | (Y/N) | (IPDTY) | (PRF) | (CFR) | (CIF) | (FC) | (EW) | (LC) | (LT) | (TCI) | (MI) | (CC) | ( IDP) | (VATIE) | (VATID) | (VATFC) | (VATEW) | (VATLC) | (VATLT) | (VATTCI) | (FPA) | (LPA) | (EVAPR)
0 | 0 |  |  |  | 0 | [11 empty] | 0 | 0 |  | 0 |  | 0 | [5 empty] | 0 |  | 0 |  | 0 |  | 0 |  | 0 |  | 0 |  | 0 |  | 0 |  |  | 0 | 0 | 0 |  |  | 0 | 0 | 0 | 0 | 0 | 0 | 0 | 0 | 0 | 0 | 0 | 0 | 0 | 0 | 0 | 0 | 0 | 0 | 0 | 0 | 0
0 | 0 |  |  |  | 0 | [11 empty] | 0 | 0 |  | 0 |  | 0 | [5 empty] | 0 |  | 0 |  | 0 |  | 0 |  | 0 |  | 0 |  | 0 |  | 0 |  |  | 0 | 0 | 0 |  |  | 0 | 0 | 0 | 0 | 0 | 0 | 0 | 0 | 0 | 0 | 0 | 0 | 0 | 0 | 0 | 0 | 0 | 0 | 0 | 0 | 0
0 | 0 |  |  |  | 0 | [11 empty] | 0 | 0 |  | 0 |  | 0 | [5 empty] | 0 |  | 0 |  | 0 |  | 0 |  | 0 |  | 0 |  | 0 |  | 0 |  |  | 0 | 0 | 0 |  |  | 0 | 0 | 0 | 0 | 0 | 0 | 0 | 0 | 0 | 0 | 0 | 0 | 0 | 0 | 0 | 0 | 0 | 0 | 0 | 0 | 0
0 | 0 |  |  |  | 0 | [11 empty] | 0 | 0 |  | 0 |  | 0 | [5 empty] | 0 |  | 0 |  | 0 |  | 0 |  | 0 |  | 0 |  | 0 |  | 0 |  |  | 0 | 0 | 0 |  |  | 0 | 0 | 0 | 0 | 0 | 0 | 0 | 0 | 0 | 0 | 0 | 0 | 0 | 0 | 0 | 0 | 0 | 0 | 0 | 0 | 0
0 | 0 |  |  |  | 0 | [11 empty] | 0 | 0 |  | 0 |  | 0 | [5 empty] | 0 |  | 0 |  | 0 |  | 0 |  | 0 |  | 0 |  | 0 |  | 0 |  |  | 0 | 0 | 0 |  |  | 0 | 0 | 0 | 0 | 0 | 0 | 0 | 0 | 0 | 0 | 0 | 0 | 0 | 0 | 0 | 0 | 0 | 0 | 0 | 0 | 0
0 | 0 |  |  |  | 0 | [11 empty] | 0 | 0 |  | 0 |  | 0 | [5 empty] | 0 |  | 0 |  | 0 |  | 0 |  | 0 |  | 0 |  | 0 |  | 0 |  |  | 0 | 0 | 0 |  |  | 0 | 0 | 0 | 0 | 0 | 0 | 0 | 0 | 0 | 0 | 0 | 0 | 0 | 0 | 0 | 0 | 0 | 0 | 0 | 0 | 0
0 | 0 |  |  |  | 0 | [11 empty] | 0 | 0 |  | 0 |  | 0 | [5 empty] | 0 |  | 0 |  | 0 |  | 0 |  | 0 |  | 0 |  | 0 |  | 0 |  |  | 0 | 0 | 0 |  |  | 0 | 0 | 0 | 0 | 0 | 0 | 0 | 0 | 0 | 0 | 0 | 0 | 0 | 0 | 0 | 0 | 0 | 0 | 0 | 0 | 0
0 | 0 |  |  |  | 0 | [11 empty] | 0 | 0 |  | 0 |  | 0 | [5 empty] | 0 |  | 0 |  | 0 |  | 0 |  | 0 |  | 0 |  | 0 |  | 0 |  |  | 0 | 0 | 0 |  |  | 0 | 0 | 0 | 0 | 0 | 0 | 0 | 0 | 0 | 0 | 0 | 0 | 0 | 0 | 0 | 0 | 0 | 0 | 0 | 0 | 0
0 | 0 |  |  |  | 0 | [11 empty] | 0 | 0 |  | 0 |  | 0 | [5 empty] | 0 |  | 0 |  | 0 |  | 0 |  | 0 |  | 0 |  | 0 |  | 0 |  |  | 0 | 0 | 0 |  |  | 0 | 0 | 0 | 0 | 0 | 0 | 0 | 0 | 0 | 0 | 0 | 0 | 0 | 0 | 0 | 0 | 0 | 0 | 0 | 0 | 0
0 | 0 |  |  |  | 0 | [11 empty] | 0 | 0 |  | 0 |  | 0 | [5 empty] | 0 |  | 0 |  | 0 |  | 0 |  | 0 |  | 0 |  | 0 |  | 0 |  |  | 0 | 0 | 0 |  |  | 0 | 0 | 0 | 0 | 0 | 0 | 0 | 0 | 0 | 0 | 0 | 0 | 0 | 0 | 0 | 0 | 0 | 0 | 0 | 0 | 0
0 | 0 |  |  |  | 0 | [11 empty] | 0 | 0 |  | 0 |  | 0 | [5 empty] | 0 |  | 0 |  | 0 |  | 0 |  | 0 |  | 0 |  | 0 |  | 0 |  |  | 0 | 0 | 0 |  |  | 0 | 0 | 0 | 0 | 0 | 0 | 0 | 0 | 0 | 0 | 0 | 0 | 0 | 0 | 0 | 0 | 0 | 0 | 0 | 0 | 0
0 | 0 |  |  |  | 0 | [11 empty] | 0 | 0 |  | 0 |  | 0 | [5 empty] | 0 |  | 0 |  | 0 |  | 0 |  | 0 |  | 0 |  | 0 |  | 0 |  |  | 0 | 0 | 0 |  |  | 0 | 0 | 0 | 0 | 0 | 0 | 0 | 0 | 0 | 0 | 0 | 0 | 0 | 0 | 0 | 0 | 0 | 0 | 0 | 0 | 0
0 | 0 |  |  |  | 0 | [11 empty] | 0 | 0 |  | 0 |  | 0 | [5 empty] | 0 |  | 0 |  | 0 |  | 0 |  | 0 |  | 0 |  | 0 |  | 0 |  |  | 0 | 0 | 0 |  |  | 0 | 0 | 0 | 0 | 0 | 0 | 0 | 0 | 0 | 0 | 0 | 0 | 0 | 0 | 0 | 0 | 0 | 0 | 0 | 0 | 0
0 | 0 |  |  |  | 0 | [11 empty] | 0 | 0 |  | 0 |  | 0 | [5 empty] | 0 |  | 0 |  | 0 |  | 0 |  | 0 |  | 0 |  | 0 |  | 0 |  |  | 0 | 0 | 0 |  |  | 0 | 0 | 0 | 0 | 0 | 0 | 0 | 0 | 0 | 0 | 0 | 0 | 0 | 0 | 0 | 0 | 0 | 0 | 0 | 0 | 0
0 | 0 |  |  |  | 0 | [11 empty] | 0 | 0 |  | 0 |  | 0 | [5 empty] | 0 |  | 0 |  | 0 |  | 0 |  | 0 |  | 0 |  | 0 |  | 0 |  |  | 0 | 0 | 0 |  |  | 0 | 0 | 0 | 0 | 0 | 0 | 0 | 0 | 0 | 0 | 0 | 0 | 0 | 0 | 0 | 0 | 0 | 0 | 0 | 0 | 0
0 | 0 |  |  |  | 0 | [11 empty] | 0 | 0 |  | 0 |  | 0 | [5 empty] | 0 |  | 0 |  | 0 |  | 0 |  | 0 |  | 0 |  | 0 |  | 0 |  |  | 0 | 0 | 0 |  |  | 0 | 0 | 0 | 0 | 0 | 0 | 0 | 0 | 0 | 0 | 0 | 0 | 0 | 0 | 0 | 0 | 0 | 0 | 0 | 0 | 0
0 | 0 |  |  |  | 0 | [11 empty] | 0 | 0 |  | 0 |  | 0 | [5 empty] | 0 |  | 0 |  | 0 |  | 0 |  | 0 |  | 0 |  | 0 |  | 0 |  |  | 0 | 0 | 0 |  |  | 0 | 0 | 0 | 0 | 0 | 0 | 0 | 0 | 0 | 0 | 0 | 0 | 0 | 0 | 0 | 0 | 0 | 0 | 0 | 0 | 0
0 | 0 |  |  |  | 0 | [11 empty] | 0 | 0 |  | 0 |  | 0 | [5 empty] | 0 |  | 0 |  | 0 |  | 0 |  | 0 |  | 0 |  | 0 |  | 0 |  |  | 0 | 0 | 0 |  |  | 0 | 0 | 0 | 0 | 0 | 0 | 0 | 0 | 0 | 0 | 0 | 0 | 0 | 0 | 0 | 0 | 0 | 0 | 0 | 0 | 0
0 | 0 |  |  |  | 0 | [11 empty] | 0 | 0 |  | 0 |  | 0 | [5 empty] | 0 |  | 0 |  | 0 |  | 0 |  | 0 |  | 0 |  | 0 |  | 0 |  |  | 0 | 0 | 0 |  |  | 0 | 0 | 0 | 0 | 0 | 0 | 0 | 0 | 0 | 0 | 0 | 0 | 0 | 0 | 0 | 0 | 0 | 0 | 0 | 0 | 0
0 | 0 |  |  |  | 0 | [11 empty] | 0 | 0 |  | 0 |  | 0 | [5 empty] | 0 |  | 0 |  | 0 |  | 0 |  | 0 |  | 0 |  | 0 |  | 0 |  |  | 0 | 0 | 0 |  |  | 0 | 0 | 0 | 0 | 0 | 0 | 0 | 0 | 0 | 0 | 0 | 0 | 0 | 0 | 0 | 0 | 0 | 0 | 0 | 0 | 0
0 | 0 |  |  |  | 0 | [11 empty] | 0 | 0 |  | 0 |  | 0 | [5 empty] | 0 |  | 0 |  | 0 |  | 0 |  | 0 |  | 0 |  | 0 |  | 0 |  |  | 0 | 0 | 0 |  |  | 0 | 0 | 0 | 0 | 0 | 0 | 0 | 0 | 0 | 0 | 0 | 0 | 0 | 0 | 0 | 0 | 0 | 0 | 0 | 0 | 0
0 | 0 |  |  |  | 0 | [11 empty] | 0 | 0 |  | 0 |  | 0 | [5 empty] | 0 |  | 0 |  | 0 |  | 0 |  | 0 |  | 0 |  | 0 |  | 0 |  |  | 0 | 0 | 0 |  |  | 0 | 0 | 0 | 0 | 0 | 0 | 0 | 0 | 0 | 0 | 0 | 0 | 0 | 0 | 0 | 0 | 0 | 0 | 0 | 0 | 0
0 | 0 |  |  |  | 0 | [11 empty] | 0 | 0 |  | 0 |  | 0 | [5 empty] | 0 |  | 0 |  | 0 |  | 0 |  | 0 |  | 0 |  | 0 |  | 0 |  |  | 0 | 0 | 0 |  |  | 0 | 0 | 0 | 0 | 0 | 0 | 0 | 0 | 0 | 0 | 0 | 0 | 0 | 0 | 0 | 0 | 0 | 0 | 0 | 0 | 0
0 | 0 |  |  |  | 0 | [11 empty] | 0 | 0 |  | 0 |  | 0 | [5 empty] | 0 |  | 0 |  | 0 |  | 0 |  | 0 |  | 0 |  | 0 |  | 0 |  |  | 0 | 0 | 0 |  |  | 0 | 0 | 0 | 0 | 0 | 0 | 0 | 0 | 0 | 0 | 0 | 0 | 0 | 0 | 0 | 0 | 0 | 0 | 0 | 0 | 0
0 | 0 |  |  |  | 0 | [11 empty] | 0 | 0 |  | 0 |  | 0 | [5 empty] | 0 |  | 0 |  | 0 |  | 0 |  | 0 |  | 0 |  | 0 |  | 0 |  |  | 0 | 0 | 0 |  |  | 0 | 0 | 0 | 0 | 0 | 0 | 0 | 0 | 0 | 0 | 0 | 0 | 0 | 0 | 0 | 0 | 0 | 0 | 0 | 0 | 0
0 | 0 |  |  |  | 0 | [11 empty] | 0 | 0 |  | 0 |  | 0 | [5 empty] | 0 |  | 0 |  | 0 |  | 0 |  | 0 |  | 0 |  | 0 |  | 0 |  |  | 0 | 0 | 0 |  |  | 0 | 0 | 0 | 0 | 0 | 0 | 0 | 0 | 0 | 0 | 0 | 0 | 0 | 0 | 0 | 0 | 0 | 0 | 0 | 0 | 0
0 | 0 |  |  |  | 0 | [11 empty] | 0 | 0 |  | 0 |  | 0 | [5 empty] | 0 |  | 0 |  | 0 |  | 0 |  | 0 |  | 0 |  | 0 |  | 0 |  |  | 0 | 0 | 0 |  |  | 0 | 0 | 0 | 0 | 0 | 0 | 0 | 0 | 0 | 0 | 0 | 0 | 0 | 0 | 0 | 0 | 0 | 0 | 0 | 0 | 0
0 | 0 |  |  |  | 0 | [11 empty] | 0 | 0 |  | 0 |  | 0 | [5 empty] | 0 |  | 0 |  | 0 |  | 0 |  | 0 |  | 0 |  | 0 |  | 0 |  |  | 0 | 0 | 0 |  |  | 0 | 0 | 0 | 0 | 0 | 0 | 0 | 0 | 0 | 0 | 0 | 0 | 0 | 0 | 0 | 0 | 0 | 0 | 0 | 0 | 0
0 | 0 |  |  |  | 0 | [11 empty] | 0 | 0 |  | 0 |  | 0 | [5 empty] | 0 |  | 0 |  | 0 |  | 0 |  | 0 |  | 0 |  | 0 |  | 0 |  |  | 0 | 0 | 0 |  |  | 0 | 0 | 0 | 0 | 0 | 0 | 0 | 0 | 0 | 0 | 0 | 0 | 0 | 0 | 0 | 0 | 0 | 0 | 0 | 0 | 0
0 | 0 |  |  |  | 0 | [11 empty] | 0 | 0 |  | 0 |  | 0 | [5 empty] | 0 |  | 0 |  | 0 |  | 0 |  | 0 |  | 0 |  | 0 |  | 0 |  |  | 0 | 0 | 0 |  |  | 0 | 0 | 0 | 0 | 0 | 0 | 0 | 0 | 0 | 0 | 0 | 0 | 0 | 0 | 0 | 0 | 0 | 0 | 0 | 0 | 0
0 | 0 |  |  |  | 0 | [11 empty] | 0 | 0 |  | 0 |  | 0 | [5 empty] | 0 |  | 0 |  | 0 |  | 0 |  | 0 |  | 0 |  | 0 |  | 0 |  |  | 0 | 0 | 0 |  |  | 0 | 0 | 0 | 0 | 0 | 0 | 0 | 0 | 0 | 0 | 0 | 0 | 0 | 0 | 0 | 0 | 0 | 0 | 0 | 0 | 0
0 | 0 |  |  |  | 0 | [11 empty] | 0 | 0 |  | 0 |  | 0 | [5 empty] | 0 |  | 0 |  | 0 |  | 0 |  | 0 |  | 0 |  | 0 |  | 0 |  |  | 0 | 0 | 0 |  |  | 0 | 0 | 0 | 0 | 0 | 0 | 0 | 0 | 0 | 0 | 0 | 0 | 0 | 0 | 0 | 0 | 0 | 0 | 0 | 0 | 0
0 | 0 |  |  |  | 0 | [11 empty] | 0 | 0 |  | 0 |  | 0 | [5 empty] | 0 |  | 0 |  | 0 |  | 0 |  | 0 |  | 0 |  | 0 |  | 0 |  |  | 0 | 0 | 0 |  |  | 0 | 0 | 0 | 0 | 0 | 0 | 0 | 0 | 0 | 0 | 0 | 0 | 0 | 0 | 0 | 0 | 0 | 0 | 0 | 0 | 0
0 | 0 |  |  |  | 0 | [11 empty] | 0 | 0 |  | 0 |  | 0 | [5 empty] | 0 |  | 0 |  | 0 |  | 0 |  | 0 |  | 0 |  | 0 |  | 0 |  |  | 0 | 0 | 0 |  |  | 0 | 0 | 0 | 0 | 0 | 0 | 0 | 0 | 0 | 0 | 0 | 0 | 0 | 0 | 0 | 0 | 0 | 0 | 0 | 0 | 0
0 | 0 |  |  |  | 0 | [11 empty] | 0 | 0 |  | 0 |  | 0 | [5 empty] | 0 |  | 0 |  | 0 |  | 0 |  | 0 |  | 0 |  | 0 |  | 0 |  |  | 0 | 0 | 0 |  |  | 0 | 0 | 0 | 0 | 0 | 0 | 0 | 0 | 0 | 0 | 0 | 0 | 0 | 0 | 0 | 0 | 0 | 0 | 0 | 0 | 0
0 | 0 |  |  |  | 0 | [11 empty] | 0 | 0 |  | 0 |  | 0 | [5 empty] | 0 |  | 0 |  | 0 |  | 0 |  | 0 |  | 0 |  | 0 |  | 0 |  |  | 0 | 0 | 0 |  |  | 0 | 0 | 0 | 0 | 0 | 0 | 0 | 0 | 0 | 0 | 0 | 0 | 0 | 0 | 0 | 0 | 0 | 0 | 0 | 0 | 0
0 | 0 |  |  |  | 0 | [11 empty] | 0 | 0 |  | 0 |  | 0 | [5 empty] | 0 |  | 0 |  | 0 |  | 0 |  | 0 |  | 0 |  | 0 |  | 0 |  |  | 0 | 0 | 0 |  |  | 0 | 0 | 0 | 0 | 0 | 0 | 0 | 0 | 0 | 0 | 0 | 0 | 0 | 0 | 0 | 0 | 0 | 0 | 0 | 0 | 0
0 | 0 |  |  |  | 0 | [11 empty] | 0 | 0 |  | 0 |  | 0 | [5 empty] | 0 |  | 0 |  | 0 |  | 0 |  | 0 |  | 0 |  | 0 |  | 0 |  |  | 0 | 0 | 0 |  |  | 0 | 0 | 0 | 0 | 0 | 0 | 0 | 0 | 0 | 0 | 0 | 0 | 0 | 0 | 0 | 0 | 0 | 0 | 0 | 0 | 0
0 | 0 |  |  |  | 0 | [11 empty] | 0 | 0 |  | 0 |  | 0 | [5 empty] | 0 |  | 0 |  | 0 |  | 0 |  | 0 |  | 0 |  | 0 |  | 0 |  |  | 0 | 0 | 0 |  |  | 0 | 0 | 0 | 0 | 0 | 0 | 0 | 0 | 0 | 0 | 0 | 0 | 0 | 0 | 0 | 0 | 0 | 0 | 0 | 0 | 0
0 | 0 |  |  |  | 0 | [11 empty] | 0 | 0 |  | 0 |  | 0 | [5 empty] | 0 |  | 0 |  | 0 |  | 0 |  | 0 |  | 0 |  | 0 |  | 0 |  |  | 0 | 0 | 0 |  |  | 0 | 0 | 0 | 0 | 0 | 0 | 0 | 0 | 0 | 0 | 0 | 0 | 0 | 0 | 0 | 0 | 0 | 0 | 0 | 0 | 0
0 | 0 |  |  |  | 0 | [11 empty] | 0 | 0 |  | 0 |  | 0 | [5 empty] | 0 |  | 0 |  | 0 |  | 0 |  | 0 |  | 0 |  | 0 |  | 0 |  |  | 0 | 0 | 0 |  |  | 0 | 0 | 0 | 0 | 0 | 0 | 0 | 0 | 0 | 0 | 0 | 0 | 0 | 0 | 0 | 0 | 0 | 0 | 0 | 0 | 0
0 | 0 |  |  |  | 0 | [11 empty] | 0 | 0 |  | 0 |  | 0 | [5 empty] | 0 |  | 0 |  | 0 |  | 0 |  | 0 |  | 0 |  | 0 |  | 0 |  |  | 0 | 0 | 0 |  |  | 0 | 0 | 0 | 0 | 0 | 0 | 0 | 0 | 0 | 0 | 0 | 0 | 0 | 0 | 0 | 0 | 0 | 0 | 0 | 0 | 0
0 | 0 |  |  |  | 0 | [11 empty] | 0 | 0 |  | 0 |  | 0 | [5 empty] | 0 |  | 0 |  | 0 |  | 0 |  | 0 |  | 0 |  | 0 |  | 0 |  |  | 0 | 0 | 0 |  |  | 0 | 0 | 0 | 0 | 0 | 0 | 0 | 0 | 0 | 0 | 0 | 0 | 0 | 0 | 0 | 0 | 0 | 0 | 0 | 0 | 0
0 | 0 |  |  |  | 0 | [11 empty] | 0 | 0 |  | 0 |  | 0 | [5 empty] | 0 |  | 0 |  | 0 |  | 0 |  | 0 |  | 0 |  | 0 |  | 0 |  |  | 0 | 0 | 0 |  |  | 0 | 0 | 0 | 0 | 0 | 0 | 0 | 0 | 0 | 0 | 0 | 0 | 0 | 0 | 0 | 0 | 0 | 0 | 0 | 0 | 0
0 | 0 |  |  |  | 0 | [11 empty] | 0 | 0 |  | 0 |  | 0 | [5 empty] | 0 |  | 0 |  | 0 |  | 0 |  | 0 |  | 0 |  | 0 |  | 0 |  |  | 0 | 0 | 0 |  |  | 0 | 0 | 0 | 0 | 0 | 0 | 0 | 0 | 0 | 0 | 0 | 0 | 0 | 0 | 0 | 0 | 0 | 0 | 0 | 0 | 0
0 | 0 |  |  |  | 0 | [11 empty] | 0 | 0 |  | 0 |  | 0 | [5 empty] | 0 |  | 0 |  | 0 |  | 0 |  | 0 |  | 0 |  | 0 |  | 0 |  |  | 0 | 0 | 0 |  |  | 0 | 0 | 0 | 0 | 0 | 0 | 0 | 0 | 0 | 0 | 0 | 0 | 0 | 0 | 0 | 0 | 0 | 0 | 0 | 0 | 0
0 | 0 |  |  |  | 0 | [11 empty] | 0 | 0 |  | 0 |  | 0 | [5 empty] | 0 |  | 0 |  | 0 |  | 0 |  | 0 |  | 0 |  | 0 |  | 0 |  |  | 0 | 0 | 0 |  |  | 0 | 0 | 0 | 0 | 0 | 0 | 0 | 0 | 0 | 0 | 0 | 0 | 0 | 0 | 0 | 0 | 0 | 0 | 0 | 0 | 0
0 | 0 |  |  |  | 0 | [11 empty] | 0 | 0 |  | 0 |  | 0 | [5 empty] | 0 |  | 0 |  | 0 |  | 0 |  | 0 |  | 0 |  | 0 |  | 0 |  |  | 0 | 0 | 0 |  |  | 0 | 0 | 0 | 0 | 0 | 0 | 0 | 0 | 0 | 0 | 0 | 0 | 0 | 0 | 0 | 0 | 0 | 0 | 0 | 0 | 0
0 | 0 |  |  |  | 0 | [11 empty] | 0 | 0 |  | 0 |  | 0 | [5 empty] | 0 |  | 0 |  | 0 |  | 0 |  | 0 |  | 0 |  | 0 |  | 0 |  |  | 0 | 0 | 0 |  |  | 0 | 0 | 0 | 0 | 0 | 0 | 0 | 0 | 0 | 0 | 0 | 0 | 0 | 0 | 0 | 0 | 0 | 0 | 0 | 0 | 0
0 | 0 |  |  |  | 0 | [11 empty] | 0 | 0 |  | 0 |  | 0 | [5 empty] | 0 |  | 0 |  | 0 |  | 0 |  | 0 |  | 0 |  | 0 |  | 0 |  |  | 0 | 0 | 0 |  |  | 0 | 0 | 0 | 0 | 0 | 0 | 0 | 0 | 0 | 0 | 0 | 0 | 0 | 0 | 0 | 0 | 0 | 0 | 0 | 0 | 0
0 | 0 |  |  |  | 0 | [11 empty] | 0 | 0 |  | 0 |  | 0 | [5 empty] | 0 |  | 0 |  | 0 |  | 0 |  | 0 |  | 0 |  | 0 |  | 0 |  |  | 0 | 0 | 0 |  |  | 0 | 0 | 0 | 0 | 0 | 0 | 0 | 0 | 0 | 0 | 0 | 0 | 0 | 0 | 0 | 0 | 0 | 0 | 0 | 0 | 0
0 | 0 |  |  |  | 0 | [11 empty] | 0 | 0 |  | 0 |  | 0 | [5 empty] | 0 |  | 0 |  | 0 |  | 0 |  | 0 |  | 0 |  | 0 |  | 0 |  |  | 0 | 0 | 0 |  |  | 0 | 0 | 0 | 0 | 0 | 0 | 0 | 0 | 0 | 0 | 0 | 0 | 0 | 0 | 0 | 0 | 0 | 0 | 0 | 0 | 0
0 | 0 |  |  |  | 0 | [11 empty] | 0 | 0 |  | 0 |  | 0 | [5 empty] | 0 |  | 0 |  | 0 |  | 0 |  | 0 |  | 0 |  | 0 |  | 0 |  |  | 0 | 0 | 0 |  |  | 0 | 0 | 0 | 0 | 0 | 0 | 0 | 0 | 0 | 0 | 0 | 0 | 0 | 0 | 0 | 0 | 0 | 0 | 0 | 0 | 0
0 | 0 |  |  |  | 0 | [11 empty] | 0 | 0 |  | 0 |  | 0 | [5 empty] | 0 |  | 0 |  | 0 |  | 0 |  | 0 |  | 0 |  | 0 |  | 0 |  |  | 0 | 0 | 0 |  |  | 0 | 0 | 0 | 0 | 0 | 0 | 0 | 0 | 0 | 0 | 0 | 0 | 0 | 0 | 0 | 0 | 0 | 0 | 0 | 0 | 0
0 | 0 |  |  |  | 0 | [11 empty] | 0 | 0 |  | 0 |  | 0 | [5 empty] | 0 |  | 0 |  | 0 |  | 0 |  | 0 |  | 0 |  | 0 |  | 0 |  |  | 0 | 0 | 0 |  |  | 0 | 0 | 0 | 0 | 0 | 0 | 0 | 0 | 0 | 0 | 0 | 0 | 0 | 0 | 0 | 0 | 0 | 0 | 0 | 0 | 0
0 | 0 |  |  |  | 0 | [11 empty] | 0 | 0 |  | 0 |  | 0 | [5 empty] | 0 |  | 0 |  | 0 |  | 0 |  | 0 |  | 0 |  | 0 |  | 0 |  |  | 0 | 0 | 0 |  |  | 0 | 0 | 0 | 0 | 0 | 0 | 0 | 0 | 0 | 0 | 0 | 0 | 0 | 0 | 0 | 0 | 0 | 0 | 0 | 0 | 0
0 | 0 |  |  |  | 0 | [11 empty] | 0 | 0 |  | 0 |  | 0 | [5 empty] | 0 |  | 0 |  | 0 |  | 0 |  | 0 |  | 0 |  | 0 |  | 0 |  |  | 0 | 0 | 0 |  |  | 0 | 0 | 0 | 0 | 0 | 0 | 0 | 0 | 0 | 0 | 0 | 0 | 0 | 0 | 0 | 0 | 0 | 0 | 0 | 0 | 0
0 | 0 |  |  |  | 0 | [11 empty] | 0 | 0 |  | 0 |  | 0 | [5 empty] | 0 |  | 0 |  | 0 |  | 0 |  | 0 |  | 0 |  | 0 |  | 0 |  |  | 0 | 0 | 0 |  |  | 0 | 0 | 0 | 0 | 0 | 0 | 0 | 0 | 0 | 0 | 0 | 0 | 0 | 0 | 0 | 0 | 0 | 0 | 0 | 0 | 0
0 | 0 |  |  |  | 0 | [11 empty] | 0 | 0 |  | 0 |  | 0 | [5 empty] | 0 |  | 0 |  | 0 |  | 0 |  | 0 |  | 0 |  | 0 |  | 0 |  |  | 0 | 0 | 0 |  |  | 0 | 0 | 0 | 0 | 0 | 0 | 0 | 0 | 0 | 0 | 0 | 0 | 0 | 0 | 0 | 0 | 0 | 0 | 0 | 0 | 0
0 | 0 |  |  |  | 0 | [11 empty] | 0 | 0 |  | 0 |  | 0 | [5 empty] | 0 |  | 0 |  | 0 |  | 0 |  | 0 |  | 0 |  | 0 |  | 0 |  |  | 0 | 0 | 0 |  |  | 0 | 0 | 0 | 0 | 0 | 0 | 0 | 0 | 0 | 0 | 0 | 0 | 0 | 0 | 0 | 0 | 0 | 0 | 0 | 0 | 0
0 | 0 |  |  |  | 0 | [11 empty] | 0 | 0 |  | 0 |  | 0 | [5 empty] | 0 |  | 0 |  | 0 |  | 0 |  | 0 |  | 0 |  | 0 |  | 0 |  |  | 0 | 0 | 0 |  |  | 0 | 0 | 0 | 0 | 0 | 0 | 0 | 0 | 0 | 0 | 0 | 0 | 0 | 0 | 0 | 0 | 0 | 0 | 0 | 0 | 0
0 | 0 |  |  |  | 0 | [11 empty] | 0 | 0 |  | 0 |  | 0 | [5 empty] | 0 |  | 0 |  | 0 |  | 0 |  | 0 |  | 0 |  | 0 |  | 0 |  |  | 0 | 0 | 0 |  |  | 0 | 0 | 0 | 0 | 0 | 0 | 0 | 0 | 0 | 0 | 0 | 0 | 0 | 0 | 0 | 0 | 0 | 0 | 0 | 0 | 0
0 | 0 |  |  |  | 0 | [11 empty] | 0 | 0 |  | 0 |  | 0 | [5 empty] | 0 |  | 0 |  | 0 |  | 0 |  | 0 |  | 0 |  | 0 |  | 0 |  |  | 0 | 0 | 0 |  |  | 0 | 0 | 0 | 0 | 0 | 0 | 0 | 0 | 0 | 0 | 0 | 0 | 0 | 0 | 0 | 0 | 0 | 0 | 0 | 0 | 0
0 | 0 |  |  |  | 0 | [11 empty] | 0 | 0 |  | 0 |  | 0 | [5 empty] | 0 |  | 0 |  | 0 |  | 0 |  | 0 |  | 0 |  | 0 |  | 0 |  |  | 0 | 0 | 0 |  |  | 0 | 0 | 0 | 0 | 0 | 0 | 0 | 0 | 0 | 0 | 0 | 0 | 0 | 0 | 0 | 0 | 0 | 0 | 0 | 0 | 0
0 | 0 |  |  |  | 0 | [11 empty] | 0 | 0 |  | 0 |  | 0 | [5 empty] | 0 |  | 0 |  | 0 |  | 0 |  | 0 |  | 0 |  | 0 |  | 0 |  |  | 0 | 0 | 0 |  |  | 0 | 0 | 0 | 0 | 0 | 0 | 0 | 0 | 0 | 0 | 0 | 0 | 0 | 0 | 0 | 0 | 0 | 0 | 0 | 0 | 0
0 | 0 |  |  |  | 0 | [11 empty] | 0 | 0 |  | 0 |  | 0 | [5 empty] | 0 |  | 0 |  | 0 |  | 0 |  | 0 |  | 0 |  | 0 |  | 0 |  |  | 0 | 0 | 0 |  |  | 0 | 0 | 0 | 0 | 0 | 0 | 0 | 0 | 0 | 0 | 0 | 0 | 0 | 0 | 0 | 0 | 0 | 0 | 0 | 0 | 0
0 | 0 |  |  |  | 0 | [11 empty] | 0 | 0 |  | 0 |  | 0 | [5 empty] | 0 |  | 0 |  | 0 |  | 0 |  | 0 |  | 0 |  | 0 |  | 0 |  |  | 0 | 0 | 0 |  |  | 0 | 0 | 0 | 0 | 0 | 0 | 0 | 0 | 0 | 0 | 0 | 0 | 0 | 0 | 0 | 0 | 0 | 0 | 0 | 0 | 0
0 | 0 |  |  |  | 0 | [11 empty] | 0 | 0 |  | 0 |  | 0 | [5 empty] | 0 |  | 0 |  | 0 |  | 0 |  | 0 |  | 0 |  | 0 |  | 0 |  |  | 0 | 0 | 0 |  |  | 0 | 0 | 0 | 0 | 0 | 0 | 0 | 0 | 0 | 0 | 0 | 0 | 0 | 0 | 0 | 0 | 0 | 0 | 0 | 0 | 0
0 | 0 |  |  |  | 0 | [11 empty] | 0 | 0 |  | 0 |  | 0 | [5 empty] | 0 |  | 0 |  | 0 |  | 0 |  | 0 |  | 0 |  | 0 |  | 0 |  |  | 0 | 0 | 0 |  |  | 0 | 0 | 0 | 0 | 0 | 0 | 0 | 0 | 0 | 0 | 0 | 0 | 0 | 0 | 0 | 0 | 0 | 0 | 0 | 0 | 0
0 | 0 |  |  |  | 0 | [11 empty] | 0 | 0 |  | 0 |  | 0 | [5 empty] | 0 |  | 0 |  | 0 |  | 0 |  | 0 |  | 0 |  | 0 |  | 0 |  |  | 0 | 0 | 0 |  |  | 0 | 0 | 0 | 0 | 0 | 0 | 0 | 0 | 0 | 0 | 0 | 0 | 0 | 0 | 0 | 0 | 0 | 0 | 0 | 0 | 0
0 | 0 |  |  |  | 0 | [11 empty] | 0 | 0 |  | 0 |  | 0 | [5 empty] | 0 |  | 0 |  | 0 |  | 0 |  | 0 |  | 0 |  | 0 |  | 0 |  |  | 0 | 0 | 0 |  |  | 0 | 0 | 0 | 0 | 0 | 0 | 0 | 0 | 0 | 0 | 0 | 0 | 0 | 0 | 0 | 0 | 0 | 0 | 0 | 0 | 0
0 | 0 |  |  |  | 0 | [11 empty] | 0 | 0 |  | 0 |  | 0 | [5 empty] | 0 |  | 0 |  | 0 |  | 0 |  | 0 |  | 0 |  | 0 |  | 0 |  |  | 0 | 0 | 0 |  |  | 0 | 0 | 0 | 0 | 0 | 0 | 0 | 0 | 0 | 0 | 0 | 0 | 0 | 0 | 0 | 0 | 0 | 0 | 0 | 0 | 0
0 | 0 |  |  |  | 0 | [11 empty] | 0 | 0 |  | 0 |  | 0 | [5 empty] | 0 |  | 0 |  | 0 |  | 0 |  | 0 |  | 0 |  | 0 |  | 0 |  |  | 0 | 0 | 0 |  |  | 0 | 0 | 0 | 0 | 0 | 0 | 0 | 0 | 0 | 0 | 0 | 0 | 0 | 0 | 0 | 0 | 0 | 0 | 0 | 0 | 0
0 | 0 |  |  |  | 0 | [11 empty] | 0 | 0 |  | 0 |  | 0 | [5 empty] | 0 |  | 0 |  | 0 |  | 0 |  | 0 |  | 0 |  | 0 |  | 0 |  |  | 0 | 0 | 0 |  |  | 0 | 0 | 0 | 0 | 0 | 0 | 0 | 0 | 0 | 0 | 0 | 0 | 0 | 0 | 0 | 0 | 0 | 0 | 0 | 0 | 0
0 | 0 |  |  |  | 0 | [11 empty] | 0 | 0 |  | 0 |  | 0 | [5 empty] | 0 |  | 0 |  | 0 |  | 0 |  | 0 |  | 0 |  | 0 |  | 0 |  |  | 0 | 0 | 0 |  |  | 0 | 0 | 0 | 0 | 0 | 0 | 0 | 0 | 0 | 0 | 0 | 0 | 0 | 0 | 0 | 0 | 0 | 0 | 0 | 0 | 0
0 | 0 |  |  |  | 0 | [11 empty] | 0 | 0 |  | 0 |  | 0 | [5 empty] | 0 |  | 0 |  | 0 |  | 0 |  | 0 |  | 0 |  | 0 |  | 0 |  |  | 0 | 0 | 0 |  |  | 0 | 0 | 0 | 0 | 0 | 0 | 0 | 0 | 0 | 0 | 0 | 0 | 0 | 0 | 0 | 0 | 0 | 0 | 0 | 0 | 0
0 | 0 |  |  |  | 0 | [11 empty] | 0 | 0 |  | 0 |  | 0 | [5 empty] | 0 |  | 0 |  | 0 |  | 0 |  | 0 |  | 0 |  | 0 |  | 0 |  |  | 0 | 0 | 0 |  |  | 0 | 0 | 0 | 0 | 0 | 0 | 0 | 0 | 0 | 0 | 0 | 0 | 0 | 0 | 0 | 0 | 0 | 0 | 0 | 0 | 0
0 | 0 |  |  |  | 0 | [11 empty] | 0 | 0 |  | 0 |  | 0 | [5 empty] | 0 |  | 0 |  | 0 |  | 0 |  | 0 |  | 0 |  | 0 |  | 0 |  |  | 0 | 0 | 0 |  |  | 0 | 0 | 0 | 0 | 0 | 0 | 0 | 0 | 0 | 0 | 0 | 0 | 0 | 0 | 0 | 0 | 0 | 0 | 0 | 0 | 0
0 | 0 |  |  |  | 0 | [11 empty] | 0 | 0 |  | 0 |  | 0 | [5 empty] | 0 |  | 0 |  | 0 |  | 0 |  | 0 |  | 0 |  | 0 |  | 0 |  |  | 0 | 0 | 0 |  |  | 0 | 0 | 0 | 0 | 0 | 0 | 0 | 0 | 0 | 0 | 0 | 0 | 0 | 0 | 0 | 0 | 0 | 0 | 0 | 0 | 0
0 | 0 |  |  |  | 0 | [11 empty] | 0 | 0 |  | 0 |  | 0 | [5 empty] | 0 |  | 0 |  | 0 |  | 0 |  | 0 |  | 0 |  | 0 |  | 0 |  |  | 0 | 0 | 0 |  |  | 0 | 0 | 0 | 0 | 0 | 0 | 0 | 0 | 0 | 0 | 0 | 0 | 0 | 0 | 0 | 0 | 0 | 0 | 0 | 0 | 0
0 | 0 |  |  |  | 0 | [11 empty] | 0 | 0 |  | 0 |  | 0 | [5 empty] | 0 |  | 0 |  | 0 |  | 0 |  | 0 |  | 0 |  | 0 |  | 0 |  |  | 0 | 0 | 0 |  |  | 0 | 0 | 0 | 0 | 0 | 0 | 0 | 0 | 0 | 0 | 0 | 0 | 0 | 0 | 0 | 0 | 0 | 0 | 0 | 0 | 0
0 | 0 |  |  |  | 0 | [11 empty] | 0 | 0 |  | 0 |  | 0 | [5 empty] | 0 |  | 0 |  | 0 |  | 0 |  | 0 |  | 0 |  | 0 |  | 0 |  |  | 0 | 0 | 0 |  |  | 0 | 0 | 0 | 0 | 0 | 0 | 0 | 0 | 0 | 0 | 0 | 0 | 0 | 0 | 0 | 0 | 0 | 0 | 0 | 0 | 0
0 | 0 |  |  |  | 0 | [11 empty] | 0 | 0 |  | 0 |  | 0 | [5 empty] | 0 |  | 0 |  | 0 |  | 0 |  | 0 |  | 0 |  | 0 |  | 0 |  |  | 0 | 0 | 0 |  |  | 0 | 0 | 0 | 0 | 0 | 0 | 0 | 0 | 0 | 0 | 0 | 0 | 0 | 0 | 0 | 0 | 0 | 0 | 0 | 0 | 0
0 | 0 |  |  |  | 0 | [11 empty] | 0 | 0 |  | 0 |  | 0 | [5 empty] | 0 |  | 0 |  | 0 |  | 0 |  | 0 |  | 0 |  | 0 |  | 0 |  |  | 0 | 0 | 0 |  |  | 0 | 0 | 0 | 0 | 0 | 0 | 0 | 0 | 0 | 0 | 0 | 0 | 0 | 0 | 0 | 0 | 0 | 0 | 0 | 0 | 0
0 | 0 |  |  |  | 0 | [11 empty] | 0 | 0 |  | 0 |  | 0 | [5 empty] | 0 |  | 0 |  | 0 |  | 0 |  | 0 |  | 0 |  | 0 |  | 0 |  |  | 0 | 0 | 0 |  |  | 0 | 0 | 0 | 0 | 0 | 0 | 0 | 0 | 0 | 0 | 0 | 0 | 0 | 0 | 0 | 0 | 0 | 0 | 0 | 0 | 0
0 | 0 |  |  |  | 0 | [11 empty] | 0 | 0 |  | 0 |  | 0 | [5 empty] | 0 |  | 0 |  | 0 |  | 0 |  | 0 |  | 0 |  | 0 |  | 0 |  |  | 0 | 0 | 0 |  |  | 0 | 0 | 0 | 0 | 0 | 0 | 0 | 0 | 0 | 0 | 0 | 0 | 0 | 0 | 0 | 0 | 0 | 0 | 0 | 0 | 0
0 | 0 |  |  |  | 0 | [11 empty] | 0 | 0 |  | 0 |  | 0 | [5 empty] | 0 |  | 0 |  | 0 |  | 0 |  | 0 |  | 0 |  | 0 |  | 0 |  |  | 0 | 0 | 0 |  |  | 0 | 0 | 0 | 0 | 0 | 0 | 0 | 0 | 0 | 0 | 0 | 0 | 0 | 0 | 0 | 0 | 0 | 0 | 0 | 0 | 0
0 | 0 |  |  |  | 0 | [11 empty] | 0 | 0 |  | 0 |  | 0 | [5 empty] | 0 |  | 0 |  | 0 |  | 0 |  | 0 |  | 0 |  | 0 |  | 0 |  |  | 0 | 0 | 0 |  |  | 0 | 0 | 0 | 0 | 0 | 0 | 0 | 0 | 0 | 0 | 0 | 0 | 0 | 0 | 0 | 0 | 0 | 0 | 0 | 0 | 0
0 | 0 |  |  |  | 0 | [11 empty] | 0 | 0 |  | 0 |  | 0 | [5 empty] | 0 |  | 0 |  | 0 |  | 0 |  | 0 |  | 0 |  | 0 |  | 0 |  |  | 0 | 0 | 0 |  |  | 0 | 0 | 0 | 0 | 0 | 0 | 0 | 0 | 0 | 0 | 0 | 0 | 0 | 0 | 0 | 0 | 0 | 0 | 0 | 0 | 0
0 | 0 |  |  |  | 0 | [11 empty] | 0 | 0 |  | 0 |  | 0 | [5 empty] | 0 |  | 0 |  | 0 |  | 0 |  | 0 |  | 0 |  | 0 |  | 0 |  |  | 0 | 0 | 0 |  |  | 0 | 0 | 0 | 0 | 0 | 0 | 0 | 0 | 0 | 0 | 0 | 0 | 0 | 0 | 0 | 0 | 0 | 0 | 0 | 0 | 0
0 | 0 |  |  |  | 0 | [11 empty] | 0 | 0 |  | 0 |  | 0 | [5 empty] | 0 |  | 0 |  | 0 |  | 0 |  | 0 |  | 0 |  | 0 |  | 0 |  |  | 0 | 0 | 0 |  |  | 0 | 0 | 0 | 0 | 0 | 0 | 0 | 0 | 0 | 0 | 0 | 0 | 0 | 0 | 0 | 0 | 0 | 0 | 0 | 0 | 0
0 | 0 |  |  |  | 0 | [11 empty] | 0 | 0 |  | 0 |  | 0 | [5 empty] | 0 |  | 0 |  | 0 |  | 0 |  | 0 |  | 0 |  | 0 |  | 0 |  |  | 0 | 0 | 0 |  |  | 0 | 0 | 0 | 0 | 0 | 0 | 0 | 0 | 0 | 0 | 0 | 0 | 0 | 0 | 0 | 0 | 0 | 0 | 0 | 0 | 0
0 | 0 |  |  |  | 0 | [11 empty] | 0 | 0 |  | 0 |  | 0 | [5 empty] | 0 |  | 0 |  | 0 |  | 0 |  | 0 |  | 0 |  | 0 |  | 0 |  |  | 0 | 0 | 0 |  |  | 0 | 0 | 0 | 0 | 0 | 0 | 0 | 0 | 0 | 0 | 0 | 0 | 0 | 0 | 0 | 0 | 0 | 0 | 0 | 0 | 0
0 | 0 |  |  |  | 0 | [11 empty] | 0 | 0 |  | 0 |  | 0 | [5 empty] | 0 |  | 0 |  | 0 |  | 0 |  | 0 |  | 0 |  | 0 |  | 0 |  |  | 0 | 0 | 0 |  |  | 0 | 0 | 0 | 0 | 0 | 0 | 0 | 0 | 0 | 0 | 0 | 0 | 0 | 0 | 0 | 0 | 0 | 0 | 0 | 0 | 0
0 | 0 |  |  |  | 0 | [11 empty] | 0 | 0 |  | 0 |  | 0 | [5 empty] | 0 |  | 0 |  | 0 |  | 0 |  | 0 |  | 0 |  | 0 |  | 0 |  |  | 0 | 0 | 0 |  |  | 0 | 0 | 0 | 0 | 0 | 0 | 0 | 0 | 0 | 0 | 0 | 0 | 0 | 0 | 0 | 0 | 0 | 0 | 0 | 0 | 0
0 | 0 |  |  |  | 0 | [11 empty] | 0 | 0 |  | 0 |  | 0 | [5 empty] | 0 |  | 0 |  | 0 |  | 0 |  | 0 |  | 0 |  | 0 |  | 0 |  |  | 0 | 0 | 0 |  |  | 0 | 0 | 0 | 0 | 0 | 0 | 0 | 0 | 0 | 0 | 0 | 0 | 0 | 0 | 0 | 0 | 0 | 0 | 0 | 0 | 0
0 | 0 |  |  |  | 0 | [11 empty] | 0 | 0 |  | 0 |  | 0 | [5 empty] | 0 |  | 0 |  | 0 |  | 0 |  | 0 |  | 0 |  | 0 |  | 0 |  |  | 0 | 0 | 0 |  |  | 0 | 0 | 0 | 0 | 0 | 0 | 0 | 0 | 0 | 0 | 0 | 0 | 0 | 0 | 0 | 0 | 0 | 0 | 0 | 0 | 0
0 | 0 |  |  |  | 0 | [11 empty] | 0 | 0 |  | 0 |  | 0 | [5 empty] | 0 |  | 0 |  | 0 |  | 0 |  | 0 |  | 0 |  | 0 |  | 0 |  |  | 0 | 0 | 0 |  |  | 0 | 0 | 0 | 0 | 0 | 0 | 0 | 0 | 0 | 0 | 0 | 0 | 0 | 0 | 0 | 0 | 0 | 0 | 0 | 0 | 0
0 | 0 |  |  |  | 0 | [11 empty] | 0 | 0 |  | 0 |  | 0 | [5 empty] | 0 |  | 0 |  | 0 |  | 0 |  | 0 |  | 0 |  | 0 |  | 0 |  |  | 0 | 0 | 0 |  |  | 0 | 0 | 0 | 0 | 0 | 0 | 0 | 0 | 0 | 0 | 0 | 0 | 0 | 0 | 0 | 0 | 0 | 0 | 0 | 0 | 0
0 | 0 |  |  |  | 0 | [11 empty] | 0 | 0 |  | 0 |  | 0 | [5 empty] | 0 |  | 0 |  | 0 |  | 0 |  | 0 |  | 0 |  | 0 |  | 0 |  |  | 0 | 0 | 0 |  |  | 0 | 0 | 0 | 0 | 0 | 0 | 0 | 0 | 0 | 0 | 0 | 0 | 0 | 0 | 0 | 0 | 0 | 0 | 0 | 0 | 0
0
[6 empty] | END |  | Total Price for Schedule 7 | [9 empty] | 0 |  | 0 |  | 0 | Baht |  | Baht |  | Baht |  | Baht |  | Baht |  |  | 0 | Baht |  | Baht |  | Baht |  | Baht |  |  |  |  | Baht | Baht |  |  | Baht | Baht | Baht | Baht | Baht | Baht | Baht | Baht | Baht | Baht | Baht | Baht | Baht | Baht | Baht | Baht | Baht | Baht | Baht | Baht | Baht | bar: 79 to 81
[18 empty] | 0 |  | 0 |  | 0 | [5 empty] | 0 |  | 0 |  | 0 |  | 0 |  | 0 |  | 0 |  | 0 |  | 0 |  |  |  | 0 | 0 |  |  | 0 | 0 | 0 | 0 | 0 | 0 | 0 | 0 | 0 | 0 | 0 | 0 | 0 | 0 | 0 | 0 | 0 | 0 | 0 | 0 | 0 | bar: 79 to 81
[18 empty] | 0 |  | 0 |  | 0 | [11 empty] | 0 | bar: 79 to 81
[18 empty] | 0 |  | 0 |  | 0 | [11 empty] | 0 | bar: 79 to 81
[18 empty] | 0 |  | 0 |  | 0 | [11 empty] | 0
[18 empty] | 0 |  | 0 |  | 0 | [11 empty] | 0
[18 empty] | 0 |  | 0 |  | 0 | [11 empty] | 0
[18 empty] | 0 |  | 0 |  | 0 | [11 empty] | 0
000000000000000000000000000000000000000
0000000000000000000000000000000000000000
000000000000000000000
[8 empty] | 0 | 0 |  |  |  |  | 0000000000000000000000000000000000000000000000000000000000000000000000000000000000000000000000000000
[8 empty] | 0 | 0
[8 empty] | 0 | 0
[8 empty] | 0 | 0
[8 empty] | 0 | 0
[8 empty] | 0 | 0
[8 empty] | 0 | 0
[8 empty] | 0 | 0
[8 empty] | 0 | 0
[8 empty] | 0 | 0
[8 empty] | 0 | 0
[8 empty] | 0 | 0
[8 empty] | 0 | 0
[8 empty] | 0 | 0
[8 empty] | 0 | 0
[8 empty] | 0 | 0
[8 empty] | 0 | 0
[8 empty] | 0 | 0
[8 empty] | 0 | 0
[8 empty] | 0 | 0
[8 empty] | 0 | 0
[8 empty] | 0 | 0
[8 empty] | 0 | 0
[8 empty] | 0 | 0
[8 empty] | 0 | 0
[8 empty] | 0 | 0
[8 empty] | 0 | 0
[8 empty] | 0 | 0
[8 empty] | 0 | 0
[8 empty] | 0 | 0
[8 empty] | 0 | 0
[8 empty] | 0 | 0
[8 empty] | 0 | 0
[8 empty] | 0 | 0
[8 empty] | 0 | 0
[8 empty] | 0 | 0
[8 empty] | 0 | 0
[8 empty] | 0 | 0
[8 empty] | 0 | 0
[8 empty] | 0 | 0
[8 empty] | 0 | 0
[8 empty] | 0 | 0
[8 empty] | 0 | 0
[8 empty] | 0 | 0
[8 empty] | 0 | 0
[8 empty] | 0 | 0
[8 empty] | 0 | 0
[8 empty] | 0 | 0
[8 empty] | 0 | 0
[8 empty] | 0 | 0
[8 empty] | 0 | 0
[8 empty] | 0 | 0
[8 empty] | 0 | 0
[8 empty] | 0 | 0
[8 empty] | 0 | 0
[8 empty] | 0 | 0
[8 empty] | 0 | 0
[8 empty] | 0 | 0
[8 empty] | 0 | 0
[8 empty] | 0 | 0
[8 empty] | 0 | 0
[8 empty] | 0 | 0
[8 empty] | 0 | 0
[8 empty] | 0 | 0
[8 empty] | 0 | 0
[8 empty] | 0 | 0
[8 empty] | 0 | 0
[8 empty] | 0 | 0
[8 empty] | 0 | 0
[8 empty] | 0 | 0
[8 empty] | 0 | 0
[8 empty] | 0 | 0
[8 empty] | 0 | 0
[8 empty] | 0 | 0
[8 empty] | 0 | 0
[8 empty] | 0 | 0
[8 empty] | 0 | 0
[8 empty] | 0 | 0
[8 empty] | 0 | 0
[8 empty] | 0 | 0
[8 empty] | 0 | 0
[8 empty] | 0 | 0
[8 empty] | 0 | 0
[8 empty] | 0 | 0
[8 empty] | 0 | 0
[8 empty] | 0 | 0
[8 empty] | 0 | 0
[8 empty] | 0 | 0
[8 empty] | 0 | 0
[8 empty] | 0 | 0
[8 empty] | 0 | 0
[8 empty] | 0 | 0
[8 empty] | 0 | 0
[8 empty] | 0 | 0
[8 empty] | 0 | 0
[8 empty] | 0 | 0
[8 empty] | 0 | 0
[8 empty] | 0 | 0
[8 empty] | 0 | 0
[8 empty] | 0 | 0

## Sch 8 (hidden)
INVITATION TO BID NO. VKS1-SWG-01
Schedule 8 :
[77 empty] | 79 | 80 | 81 | 82 | 83 | 84 | 85 | 86 | 87 | 88 | 89 | 90 | 91 | 92 | 93 | 94 | 95 | 96 | 97 | 98 | 99 | 100 | 101 | 102 | 103 | 104 | 105 | 106 | 107 | 108 | 109 | 110 | 111 | 112 | 113 | 114 | 115 | 116 | 117 | 118 | 119 | 120 | 121 | 122 | 123 | 124 | 125 | 126 | 127 | 128
[8 empty] | SUPPLY OF 115 KV COMPACT SWITCHGEAR | [62 empty] | 72 | 73 | 75 | 76 | 77 | 78 | 82: Breakdown per Item :
[8 empty] | TRANSMISSION SYSTEM FOR HYDRO-FLOATING SOLAR HYBRID PROJECT VAJIRALONGKORN DAM UNIT 1 | [68 empty] | 82: Schedule :
System :
Job No. | Substation | Delivery Required by EGAT |  |  |  | Material group | Code No. | Item No. | Description | Short Description | Drawing No. / Reference No. | Qty. | Unit | Currency | Supply of Equipment |  |  |  | Supply of Equipment |  | Supply of Equipment |  | Supply of Equipment |  |  |  | Supply of Equipment |  | Supply of Equipment |  | Supply of Equipment |  | Foreign Currency |  | Local Currency |  | Local Transportation |  | Local Transportation, Construction and Installation |  | Purchase Price Offered for Dismantled Equipment |  | Plant |  | UOM | [25 empty] | Irrelevant | Incoterm | Account Assignment | Cost Object | Fund Center |  | 105: CFR Thai Port; 107: CIF Thai Port; 109: DDP EGAT 's Store; 111: Local Transportation; 113: Custom Clearance; 115: DDP EGAT 's Store; 117: Ex-works Price; 119: Local Transportation; 121: Foreign Currency; 123: Local Currency; 125: Local Transportation to EGAT 's Store; 127: Local Transportation, Construction and Installation | Long Description | Short Description
|  | (with in months after receipt of the notification of award) | [12 empty] | Foreign Supply |  |  |  | Foreign Supply |  | Foreign Supply |  | Foreign Supply | [5 empty] | Local Supply |  | Local Supply | [16 empty] | Preference | % Import Duty | Preference | CFR Price | CIF Price | Foreign Currency | Ex-works Price | Local Currency | Local Transportation | Local Transportation, | Marine Insurance Price | Customs Clearance | Import Duty Price | VAT for Imported Equipment | VAT for Import Duty | VAT for | VAT for Ex-works Price | VAT for | VAT for | VAT for Transportation, Construction and Installation | Foreign | Local | Evaluation Price | [6 empty] | 115: ( excluding VAT ); 117: ( excluding VAT )
[5 empty] | Completion Date | [9 empty] | FOB Vessel | Cost of | CFR Thai Port |  | CIF Thai Port |  | DDP EGAT 's Store |  | Local Transportation |  | Custom Clearance |  | DDP EGAT 's Store |  | Ex-works Price |  | Local Transportation | [12 empty] | Breakdown tab |  | Proposed Price | Evaluation Price | Status | [7 empty] | to EGAT 's Store | Construction and | [5 empty] | Foreign Currency |  | Local Currency | Local Transportation |  | Price Adjustment | Price Adjustment | [7 empty] | 104: Incoterm; 105: CFR; 107: CIF; 109: DDP; 111: ZTF; 113: ZCC; 115: DDP; 117: EXW; 119: ZTL; 125: ZTT; 127: ZCN
|  | CFR Thai Port | DDP or EGAT's Store | Ex-works | [11 empty] | Transportation | [10 empty] | ( excluding VAT ) |  | ( excluding VAT ) |  | ( excluding VAT ) |  |  |  | ( excluding VAT ) |  | ( excluding VAT ) |  | ( excluding VAT ) |  | ( including VAT ) | [15 empty] | Installation | [%Insure(110%(CFR))] | [%Custom(CIF)] | [%Import Duty(CIF)] | [ %VAT(CFR/CIF) ] | [ %VAT( Import Duty) ] | [ %VAT(Foreign Currency) ] | [ %VAT(Ex-works Price) ] | [ %VAT(Local Currency) ] | to EGAT 's Store | [10 empty] | 104: Material group; 111: SV-TRN-MT; 113: SV-CTM; 119: SV-TRN-MT; 125: SV-TRN-MT; 127: SV-CVL
[16 empty] | to Thai Port | [6 empty] | Baht |  | Baht |  | Baht |  | Baht |  | Baht |  |  |  | Baht |  | Baht |  | Baht |  | Baht |  |  |  |  | Baht | Baht |  |  | Baht | Baht | Baht | Baht | Baht | Baht | Baht | Baht | Baht | Baht | Baht | Baht | Baht | Baht | Baht | Baht | Baht | Baht | Baht | Baht | Baht
|  | (month) | (month) | (month) | (month) | [9 empty] | Unit Price | Unit Price | Unit Price | Amount | Unit Price | Amount | Unit Price | Amount | Unit Price | Amount | Unit Price | Amount | Unit Price | Amount | Unit Price | Amount | Unit Price | Amount | Unit Price | Amount | Unit Price | Amount | Unit Price | Amount | Unit Price | Amount | Unit Price | Amount | [5 empty] | (Y/N) | (IPDTY) | (PRF) | (CFR) | (CIF) | (FC) | (EW) | (LC) | (LT) | (TCI) | (MI) | (CC) | ( IDP) | (VATIE) | (VATID) | (VATFC) | (VATEW) | (VATLC) | (VATLT) | (VATTCI) | (FPA) | (LPA) | (EVAPR)
0 | 0 |  |  |  | 0 | [11 empty] | 0 | 0 |  | 0 |  | 0 | [5 empty] | 0 |  | 0 |  | 0 |  | 0 |  | 0 |  | 0 |  | 0 |  | 0 |  |  | 0 | 0 | 0 |  |  | 0 | 0 | 0 | 0 | 0 | 0 | 0 | 0 | 0 | 0 | 0 | 0 | 0 | 0 | 0 | 0 | 0 | 0 | 0 | 0 | 0
0 | 0 |  |  |  | 0 | [11 empty] | 0 | 0 |  | 0 |  | 0 | [5 empty] | 0 |  | 0 |  | 0 |  | 0 |  | 0 |  | 0 |  | 0 |  | 0 |  |  | 0 | 0 | 0 |  |  | 0 | 0 | 0 | 0 | 0 | 0 | 0 | 0 | 0 | 0 | 0 | 0 | 0 | 0 | 0 | 0 | 0 | 0 | 0 | 0 | 0
0 | 0 |  |  |  | 0 | [11 empty] | 0 | 0 |  | 0 |  | 0 | [5 empty] | 0 |  | 0 |  | 0 |  | 0 |  | 0 |  | 0 |  | 0 |  | 0 |  |  | 0 | 0 | 0 |  |  | 0 | 0 | 0 | 0 | 0 | 0 | 0 | 0 | 0 | 0 | 0 | 0 | 0 | 0 | 0 | 0 | 0 | 0 | 0 | 0 | 0
0 | 0 |  |  |  | 0 | [11 empty] | 0 | 0 |  | 0 |  | 0 | [5 empty] | 0 |  | 0 |  | 0 |  | 0 |  | 0 |  | 0 |  | 0 |  | 0 |  |  | 0 | 0 | 0 |  |  | 0 | 0 | 0 | 0 | 0 | 0 | 0 | 0 | 0 | 0 | 0 | 0 | 0 | 0 | 0 | 0 | 0 | 0 | 0 | 0 | 0
0 | 0 |  |  |  | 0 | [11 empty] | 0 | 0 |  | 0 |  | 0 | [5 empty] | 0 |  | 0 |  | 0 |  | 0 |  | 0 |  | 0 |  | 0 |  | 0 |  |  | 0 | 0 | 0 |  |  | 0 | 0 | 0 | 0 | 0 | 0 | 0 | 0 | 0 | 0 | 0 | 0 | 0 | 0 | 0 | 0 | 0 | 0 | 0 | 0 | 0
0 | 0 |  |  |  | 0 | [11 empty] | 0 | 0 |  | 0 |  | 0 | [5 empty] | 0 |  | 0 |  | 0 |  | 0 |  | 0 |  | 0 |  | 0 |  | 0 |  |  | 0 | 0 | 0 |  |  | 0 | 0 | 0 | 0 | 0 | 0 | 0 | 0 | 0 | 0 | 0 | 0 | 0 | 0 | 0 | 0 | 0 | 0 | 0 | 0 | 0
0 | 0 |  |  |  | 0 | [11 empty] | 0 | 0 |  | 0 |  | 0 | [5 empty] | 0 |  | 0 |  | 0 |  | 0 |  | 0 |  | 0 |  | 0 |  | 0 |  |  | 0 | 0 | 0 |  |  | 0 | 0 | 0 | 0 | 0 | 0 | 0 | 0 | 0 | 0 | 0 | 0 | 0 | 0 | 0 | 0 | 0 | 0 | 0 | 0 | 0
0 | 0 |  |  |  | 0 | [11 empty] | 0 | 0 |  | 0 |  | 0 | [5 empty] | 0 |  | 0 |  | 0 |  | 0 |  | 0 |  | 0 |  | 0 |  | 0 |  |  | 0 | 0 | 0 |  |  | 0 | 0 | 0 | 0 | 0 | 0 | 0 | 0 | 0 | 0 | 0 | 0 | 0 | 0 | 0 | 0 | 0 | 0 | 0 | 0 | 0
0 | 0 |  |  |  | 0 | [11 empty] | 0 | 0 |  | 0 |  | 0 | [5 empty] | 0 |  | 0 |  | 0 |  | 0 |  | 0 |  | 0 |  | 0 |  | 0 |  |  | 0 | 0 | 0 |  |  | 0 | 0 | 0 | 0 | 0 | 0 | 0 | 0 | 0 | 0 | 0 | 0 | 0 | 0 | 0 | 0 | 0 | 0 | 0 | 0 | 0
0 | 0 |  |  |  | 0 | [11 empty] | 0 | 0 |  | 0 |  | 0 | [5 empty] | 0 |  | 0 |  | 0 |  | 0 |  | 0 |  | 0 |  | 0 |  | 0 |  |  | 0 | 0 | 0 |  |  | 0 | 0 | 0 | 0 | 0 | 0 | 0 | 0 | 0 | 0 | 0 | 0 | 0 | 0 | 0 | 0 | 0 | 0 | 0 | 0 | 0
0 | 0 |  |  |  | 0 | [11 empty] | 0 | 0 |  | 0 |  | 0 | [5 empty] | 0 |  | 0 |  | 0 |  | 0 |  | 0 |  | 0 |  | 0 |  | 0 |  |  | 0 | 0 | 0 |  |  | 0 | 0 | 0 | 0 | 0 | 0 | 0 | 0 | 0 | 0 | 0 | 0 | 0 | 0 | 0 | 0 | 0 | 0 | 0 | 0 | 0
0 | 0 |  |  |  | 0 | [11 empty] | 0 | 0 |  | 0 |  | 0 | [5 empty] | 0 |  | 0 |  | 0 |  | 0 |  | 0 |  | 0 |  | 0 |  | 0 |  |  | 0 | 0 | 0 |  |  | 0 | 0 | 0 | 0 | 0 | 0 | 0 | 0 | 0 | 0 | 0 | 0 | 0 | 0 | 0 | 0 | 0 | 0 | 0 | 0 | 0
0 | 0 |  |  |  | 0 | [11 empty] | 0 | 0 |  | 0 |  | 0 | [5 empty] | 0 |  | 0 |  | 0 |  | 0 |  | 0 |  | 0 |  | 0 |  | 0 |  |  | 0 | 0 | 0 |  |  | 0 | 0 | 0 | 0 | 0 | 0 | 0 | 0 | 0 | 0 | 0 | 0 | 0 | 0 | 0 | 0 | 0 | 0 | 0 | 0 | 0
0 | 0 |  |  |  | 0 | [11 empty] | 0 | 0 |  | 0 |  | 0 | [5 empty] | 0 |  | 0 |  | 0 |  | 0 |  | 0 |  | 0 |  | 0 |  | 0 |  |  | 0 | 0 | 0 |  |  | 0 | 0 | 0 | 0 | 0 | 0 | 0 | 0 | 0 | 0 | 0 | 0 | 0 | 0 | 0 | 0 | 0 | 0 | 0 | 0 | 0
0 | 0 |  |  |  | 0 | [11 empty] | 0 | 0 |  | 0 |  | 0 | [5 empty] | 0 |  | 0 |  | 0 |  | 0 |  | 0 |  | 0 |  | 0 |  | 0 |  |  | 0 | 0 | 0 |  |  | 0 | 0 | 0 | 0 | 0 | 0 | 0 | 0 | 0 | 0 | 0 | 0 | 0 | 0 | 0 | 0 | 0 | 0 | 0 | 0 | 0
0 | 0 |  |  |  | 0 | [11 empty] | 0 | 0 |  | 0 |  | 0 | [5 empty] | 0 |  | 0 |  | 0 |  | 0 |  | 0 |  | 0 |  | 0 |  | 0 |  |  | 0 | 0 | 0 |  |  | 0 | 0 | 0 | 0 | 0 | 0 | 0 | 0 | 0 | 0 | 0 | 0 | 0 | 0 | 0 | 0 | 0 | 0 | 0 | 0 | 0
0 | 0 |  |  |  | 0 | [11 empty] | 0 | 0 |  | 0 |  | 0 | [5 empty] | 0 |  | 0 |  | 0 |  | 0 |  | 0 |  | 0 |  | 0 |  | 0 |  |  | 0 | 0 | 0 |  |  | 0 | 0 | 0 | 0 | 0 | 0 | 0 | 0 | 0 | 0 | 0 | 0 | 0 | 0 | 0 | 0 | 0 | 0 | 0 | 0 | 0
0 | 0 |  |  |  | 0 | [11 empty] | 0 | 0 |  | 0 |  | 0 | [5 empty] | 0 |  | 0 |  | 0 |  | 0 |  | 0 |  | 0 |  | 0 |  | 0 |  |  | 0 | 0 | 0 |  |  | 0 | 0 | 0 | 0 | 0 | 0 | 0 | 0 | 0 | 0 | 0 | 0 | 0 | 0 | 0 | 0 | 0 | 0 | 0 | 0 | 0
0 | 0 |  |  |  | 0 | [11 empty] | 0 | 0 |  | 0 |  | 0 | [5 empty] | 0 |  | 0 |  | 0 |  | 0 |  | 0 |  | 0 |  | 0 |  | 0 |  |  | 0 | 0 | 0 |  |  | 0 | 0 | 0 | 0 | 0 | 0 | 0 | 0 | 0 | 0 | 0 | 0 | 0 | 0 | 0 | 0 | 0 | 0 | 0 | 0 | 0
0 | 0 |  |  |  | 0 | [11 empty] | 0 | 0 |  | 0 |  | 0 | [5 empty] | 0 |  | 0 |  | 0 |  | 0 |  | 0 |  | 0 |  | 0 |  | 0 |  |  | 0 | 0 | 0 |  |  | 0 | 0 | 0 | 0 | 0 | 0 | 0 | 0 | 0 | 0 | 0 | 0 | 0 | 0 | 0 | 0 | 0 | 0 | 0 | 0 | 0
0 | 0 |  |  |  | 0 | [11 empty] | 0 | 0 |  | 0 |  | 0 | [5 empty] | 0 |  | 0 |  | 0 |  | 0 |  | 0 |  | 0 |  | 0 |  | 0 |  |  | 0 | 0 | 0 |  |  | 0 | 0 | 0 | 0 | 0 | 0 | 0 | 0 | 0 | 0 | 0 | 0 | 0 | 0 | 0 | 0 | 0 | 0 | 0 | 0 | 0
0 | 0 |  |  |  | 0 | [11 empty] | 0 | 0 |  | 0 |  | 0 | [5 empty] | 0 |  | 0 |  | 0 |  | 0 |  | 0 |  | 0 |  | 0 |  | 0 |  |  | 0 | 0 | 0 |  |  | 0 | 0 | 0 | 0 | 0 | 0 | 0 | 0 | 0 | 0 | 0 | 0 | 0 | 0 | 0 | 0 | 0 | 0 | 0 | 0 | 0
0 | 0 |  |  |  | 0 | [11 empty] | 0 | 0 |  | 0 |  | 0 | [5 empty] | 0 |  | 0 |  | 0 |  | 0 |  | 0 |  | 0 |  | 0 |  | 0 |  |  | 0 | 0 | 0 |  |  | 0 | 0 | 0 | 0 | 0 | 0 | 0 | 0 | 0 | 0 | 0 | 0 | 0 | 0 | 0 | 0 | 0 | 0 | 0 | 0 | 0
0 | 0 |  |  |  | 0 | [11 empty] | 0 | 0 |  | 0 |  | 0 | [5 empty] | 0 |  | 0 |  | 0 |  | 0 |  | 0 |  | 0 |  | 0 |  | 0 |  |  | 0 | 0 | 0 |  |  | 0 | 0 | 0 | 0 | 0 | 0 | 0 | 0 | 0 | 0 | 0 | 0 | 0 | 0 | 0 | 0 | 0 | 0 | 0 | 0 | 0
0 | 0 |  |  |  | 0 | [11 empty] | 0 | 0 |  | 0 |  | 0 | [5 empty] | 0 |  | 0 |  | 0 |  | 0 |  | 0 |  | 0 |  | 0 |  | 0 |  |  | 0 | 0 | 0 |  |  | 0 | 0 | 0 | 0 | 0 | 0 | 0 | 0 | 0 | 0 | 0 | 0 | 0 | 0 | 0 | 0 | 0 | 0 | 0 | 0 | 0
0 | 0 |  |  |  | 0 | [11 empty] | 0 | 0 |  | 0 |  | 0 | [5 empty] | 0 |  | 0 |  | 0 |  | 0 |  | 0 |  | 0 |  | 0 |  | 0 |  |  | 0 | 0 | 0 |  |  | 0 | 0 | 0 | 0 | 0 | 0 | 0 | 0 | 0 | 0 | 0 | 0 | 0 | 0 | 0 | 0 | 0 | 0 | 0 | 0 | 0
0 | 0 |  |  |  | 0 | [11 empty] | 0 | 0 |  | 0 |  | 0 | [5 empty] | 0 |  | 0 |  | 0 |  | 0 |  | 0 |  | 0 |  | 0 |  | 0 |  |  | 0 | 0 | 0 |  |  | 0 | 0 | 0 | 0 | 0 | 0 | 0 | 0 | 0 | 0 | 0 | 0 | 0 | 0 | 0 | 0 | 0 | 0 | 0 | 0 | 0
0 | 0 |  |  |  | 0 | [11 empty] | 0 | 0 |  | 0 |  | 0 | [5 empty] | 0 |  | 0 |  | 0 |  | 0 |  | 0 |  | 0 |  | 0 |  | 0 |  |  | 0 | 0 | 0 |  |  | 0 | 0 | 0 | 0 | 0 | 0 | 0 | 0 | 0 | 0 | 0 | 0 | 0 | 0 | 0 | 0 | 0 | 0 | 0 | 0 | 0
0 | 0 |  |  |  | 0 | [11 empty] | 0 | 0 |  | 0 |  | 0 | [5 empty] | 0 |  | 0 |  | 0 |  | 0 |  | 0 |  | 0 |  | 0 |  | 0 |  |  | 0 | 0 | 0 |  |  | 0 | 0 | 0 | 0 | 0 | 0 | 0 | 0 | 0 | 0 | 0 | 0 | 0 | 0 | 0 | 0 | 0 | 0 | 0 | 0 | 0
0 | 0 |  |  |  | 0 | [11 empty] | 0 | 0 |  | 0 |  | 0 | [5 empty] | 0 |  | 0 |  | 0 |  | 0 |  | 0 |  | 0 |  | 0 |  | 0 |  |  | 0 | 0 | 0 |  |  | 0 | 0 | 0 | 0 | 0 | 0 | 0 | 0 | 0 | 0 | 0 | 0 | 0 | 0 | 0 | 0 | 0 | 0 | 0 | 0 | 0
0 | 0 |  |  |  | 0 | [11 empty] | 0 | 0 |  | 0 |  | 0 | [5 empty] | 0 |  | 0 |  | 0 |  | 0 |  | 0 |  | 0 |  | 0 |  | 0 |  |  | 0 | 0 | 0 |  |  | 0 | 0 | 0 | 0 | 0 | 0 | 0 | 0 | 0 | 0 | 0 | 0 | 0 | 0 | 0 | 0 | 0 | 0 | 0 | 0 | 0
0 | 0 |  |  |  | 0 | [11 empty] | 0 | 0 |  | 0 |  | 0 | [5 empty] | 0 |  | 0 |  | 0 |  | 0 |  | 0 |  | 0 |  | 0 |  | 0 |  |  | 0 | 0 | 0 |  |  | 0 | 0 | 0 | 0 | 0 | 0 | 0 | 0 | 0 | 0 | 0 | 0 | 0 | 0 | 0 | 0 | 0 | 0 | 0 | 0 | 0
0 | 0 |  |  |  | 0 | [11 empty] | 0 | 0 |  | 0 |  | 0 | [5 empty] | 0 |  | 0 |  | 0 |  | 0 |  | 0 |  | 0 |  | 0 |  | 0 |  |  | 0 | 0 | 0 |  |  | 0 | 0 | 0 | 0 | 0 | 0 | 0 | 0 | 0 | 0 | 0 | 0 | 0 | 0 | 0 | 0 | 0 | 0 | 0 | 0 | 0
0 | 0 |  |  |  | 0 | [11 empty] | 0 | 0 |  | 0 |  | 0 | [5 empty] | 0 |  | 0 |  | 0 |  | 0 |  | 0 |  | 0 |  | 0 |  | 0 |  |  | 0 | 0 | 0 |  |  | 0 | 0 | 0 | 0 | 0 | 0 | 0 | 0 | 0 | 0 | 0 | 0 | 0 | 0 | 0 | 0 | 0 | 0 | 0 | 0 | 0
0 | 0 |  |  |  | 0 | [11 empty] | 0 | 0 |  | 0 |  | 0 | [5 empty] | 0 |  | 0 |  | 0 |  | 0 |  | 0 |  | 0 |  | 0 |  | 0 |  |  | 0 | 0 | 0 |  |  | 0 | 0 | 0 | 0 | 0 | 0 | 0 | 0 | 0 | 0 | 0 | 0 | 0 | 0 | 0 | 0 | 0 | 0 | 0 | 0 | 0
0 | 0 |  |  |  | 0 | [11 empty] | 0 | 0 |  | 0 |  | 0 | [5 empty] | 0 |  | 0 |  | 0 |  | 0 |  | 0 |  | 0 |  | 0 |  | 0 |  |  | 0 | 0 | 0 |  |  | 0 | 0 | 0 | 0 | 0 | 0 | 0 | 0 | 0 | 0 | 0 | 0 | 0 | 0 | 0 | 0 | 0 | 0 | 0 | 0 | 0
0 | 0 |  |  |  | 0 | [11 empty] | 0 | 0 |  | 0 |  | 0 | [5 empty] | 0 |  | 0 |  | 0 |  | 0 |  | 0 |  | 0 |  | 0 |  | 0 |  |  | 0 | 0 | 0 |  |  | 0 | 0 | 0 | 0 | 0 | 0 | 0 | 0 | 0 | 0 | 0 | 0 | 0 | 0 | 0 | 0 | 0 | 0 | 0 | 0 | 0
0 | 0 |  |  |  | 0 | [11 empty] | 0 | 0 |  | 0 |  | 0 | [5 empty] | 0 |  | 0 |  | 0 |  | 0 |  | 0 |  | 0 |  | 0 |  | 0 |  |  | 0 | 0 | 0 |  |  | 0 | 0 | 0 | 0 | 0 | 0 | 0 | 0 | 0 | 0 | 0 | 0 | 0 | 0 | 0 | 0 | 0 | 0 | 0 | 0 | 0
0 | 0 |  |  |  | 0 | [11 empty] | 0 | 0 |  | 0 |  | 0 | [5 empty] | 0 |  | 0 |  | 0 |  | 0 |  | 0 |  | 0 |  | 0 |  | 0 |  |  | 0 | 0 | 0 |  |  | 0 | 0 | 0 | 0 | 0 | 0 | 0 | 0 | 0 | 0 | 0 | 0 | 0 | 0 | 0 | 0 | 0 | 0 | 0 | 0 | 0
0 | 0 |  |  |  | 0 | [11 empty] | 0 | 0 |  | 0 |  | 0 | [5 empty] | 0 |  | 0 |  | 0 |  | 0 |  | 0 |  | 0 |  | 0 |  | 0 |  |  | 0 | 0 | 0 |  |  | 0 | 0 | 0 | 0 | 0 | 0 | 0 | 0 | 0 | 0 | 0 | 0 | 0 | 0 | 0 | 0 | 0 | 0 | 0 | 0 | 0
0 | 0 |  |  |  | 0 | [11 empty] | 0 | 0 |  | 0 |  | 0 | [5 empty] | 0 |  | 0 |  | 0 |  | 0 |  | 0 |  | 0 |  | 0 |  | 0 |  |  | 0 | 0 | 0 |  |  | 0 | 0 | 0 | 0 | 0 | 0 | 0 | 0 | 0 | 0 | 0 | 0 | 0 | 0 | 0 | 0 | 0 | 0 | 0 | 0 | 0
0 | 0 |  |  |  | 0 | [11 empty] | 0 | 0 |  | 0 |  | 0 | [5 empty] | 0 |  | 0 |  | 0 |  | 0 |  | 0 |  | 0 |  | 0 |  | 0 |  |  | 0 | 0 | 0 |  |  | 0 | 0 | 0 | 0 | 0 | 0 | 0 | 0 | 0 | 0 | 0 | 0 | 0 | 0 | 0 | 0 | 0 | 0 | 0 | 0 | 0
0 | 0 |  |  |  | 0 | [11 empty] | 0 | 0 |  | 0 |  | 0 | [5 empty] | 0 |  | 0 |  | 0 |  | 0 |  | 0 |  | 0 |  | 0 |  | 0 |  |  | 0 | 0 | 0 |  |  | 0 | 0 | 0 | 0 | 0 | 0 | 0 | 0 | 0 | 0 | 0 | 0 | 0 | 0 | 0 | 0 | 0 | 0 | 0 | 0 | 0
0 | 0 |  |  |  | 0 | [11 empty] | 0 | 0 |  | 0 |  | 0 | [5 empty] | 0 |  | 0 |  | 0 |  | 0 |  | 0 |  | 0 |  | 0 |  | 0 |  |  | 0 | 0 | 0 |  |  | 0 | 0 | 0 | 0 | 0 | 0 | 0 | 0 | 0 | 0 | 0 | 0 | 0 | 0 | 0 | 0 | 0 | 0 | 0 | 0 | 0
0 | 0 |  |  |  | 0 | [11 empty] | 0 | 0 |  | 0 |  | 0 | [5 empty] | 0 |  | 0 |  | 0 |  | 0 |  | 0 |  | 0 |  | 0 |  | 0 |  |  | 0 | 0 | 0 |  |  | 0 | 0 | 0 | 0 | 0 | 0 | 0 | 0 | 0 | 0 | 0 | 0 | 0 | 0 | 0 | 0 | 0 | 0 | 0 | 0 | 0
0 | 0 |  |  |  | 0 | [11 empty] | 0 | 0 |  | 0 |  | 0 | [5 empty] | 0 |  | 0 |  | 0 |  | 0 |  | 0 |  | 0 |  | 0 |  | 0 |  |  | 0 | 0 | 0 |  |  | 0 | 0 | 0 | 0 | 0 | 0 | 0 | 0 | 0 | 0 | 0 | 0 | 0 | 0 | 0 | 0 | 0 | 0 | 0 | 0 | 0
0 | 0 |  |  |  | 0 | [11 empty] | 0 | 0 |  | 0 |  | 0 | [5 empty] | 0 |  | 0 |  | 0 |  | 0 |  | 0 |  | 0 |  | 0 |  | 0 |  |  | 0 | 0 | 0 |  |  | 0 | 0 | 0 | 0 | 0 | 0 | 0 | 0 | 0 | 0 | 0 | 0 | 0 | 0 | 0 | 0 | 0 | 0 | 0 | 0 | 0
0 | 0 |  |  |  | 0 | [11 empty] | 0 | 0 |  | 0 |  | 0 | [5 empty] | 0 |  | 0 |  | 0 |  | 0 |  | 0 |  | 0 |  | 0 |  | 0 |  |  | 0 | 0 | 0 |  |  | 0 | 0 | 0 | 0 | 0 | 0 | 0 | 0 | 0 | 0 | 0 | 0 | 0 | 0 | 0 | 0 | 0 | 0 | 0 | 0 | 0
0 | 0 |  |  |  | 0 | [11 empty] | 0 | 0 |  | 0 |  | 0 | [5 empty] | 0 |  | 0 |  | 0 |  | 0 |  | 0 |  | 0 |  | 0 |  | 0 |  |  | 0 | 0 | 0 |  |  | 0 | 0 | 0 | 0 | 0 | 0 | 0 | 0 | 0 | 0 | 0 | 0 | 0 | 0 | 0 | 0 | 0 | 0 | 0 | 0 | 0
0 | 0 |  |  |  | 0 | [11 empty] | 0 | 0 |  | 0 |  | 0 | [5 empty] | 0 |  | 0 |  | 0 |  | 0 |  | 0 |  | 0 |  | 0 |  | 0 |  |  | 0 | 0 | 0 |  |  | 0 | 0 | 0 | 0 | 0 | 0 | 0 | 0 | 0 | 0 | 0 | 0 | 0 | 0 | 0 | 0 | 0 | 0 | 0 | 0 | 0
0 | 0 |  |  |  | 0 | [11 empty] | 0 | 0 |  | 0 |  | 0 | [5 empty] | 0 |  | 0 |  | 0 |  | 0 |  | 0 |  | 0 |  | 0 |  | 0 |  |  | 0 | 0 | 0 |  |  | 0 | 0 | 0 | 0 | 0 | 0 | 0 | 0 | 0 | 0 | 0 | 0 | 0 | 0 | 0 | 0 | 0 | 0 | 0 | 0 | 0
0 | 0 |  |  |  | 0 | [11 empty] | 0 | 0 |  | 0 |  | 0 | [5 empty] | 0 |  | 0 |  | 0 |  | 0 |  | 0 |  | 0 |  | 0 |  | 0 |  |  | 0 | 0 | 0 |  |  | 0 | 0 | 0 | 0 | 0 | 0 | 0 | 0 | 0 | 0 | 0 | 0 | 0 | 0 | 0 | 0 | 0 | 0 | 0 | 0 | 0
0 | 0 |  |  |  | 0 | [11 empty] | 0 | 0 |  | 0 |  | 0 | [5 empty] | 0 |  | 0 |  | 0 |  | 0 |  | 0 |  | 0 |  | 0 |  | 0 |  |  | 0 | 0 | 0 |  |  | 0 | 0 | 0 | 0 | 0 | 0 | 0 | 0 | 0 | 0 | 0 | 0 | 0 | 0 | 0 | 0 | 0 | 0 | 0 | 0 | 0
0 | 0 |  |  |  | 0 | [11 empty] | 0 | 0 |  | 0 |  | 0 | [5 empty] | 0 |  | 0 |  | 0 |  | 0 |  | 0 |  | 0 |  | 0 |  | 0 |  |  | 0 | 0 | 0 |  |  | 0 | 0 | 0 | 0 | 0 | 0 | 0 | 0 | 0 | 0 | 0 | 0 | 0 | 0 | 0 | 0 | 0 | 0 | 0 | 0 | 0
0 | 0 |  |  |  | 0 | [11 empty] | 0 | 0 |  | 0 |  | 0 | [5 empty] | 0 |  | 0 |  | 0 |  | 0 |  | 0 |  | 0 |  | 0 |  | 0 |  |  | 0 | 0 | 0 |  |  | 0 | 0 | 0 | 0 | 0 | 0 | 0 | 0 | 0 | 0 | 0 | 0 | 0 | 0 | 0 | 0 | 0 | 0 | 0 | 0 | 0
0 | 0 |  |  |  | 0 | [11 empty] | 0 | 0 |  | 0 |  | 0 | [5 empty] | 0 |  | 0 |  | 0 |  | 0 |  | 0 |  | 0 |  | 0 |  | 0 |  |  | 0 | 0 | 0 |  |  | 0 | 0 | 0 | 0 | 0 | 0 | 0 | 0 | 0 | 0 | 0 | 0 | 0 | 0 | 0 | 0 | 0 | 0 | 0 | 0 | 0
0 | 0 |  |  |  | 0 | [11 empty] | 0 | 0 |  | 0 |  | 0 | [5 empty] | 0 |  | 0 |  | 0 |  | 0 |  | 0 |  | 0 |  | 0 |  | 0 |  |  | 0 | 0 | 0 |  |  | 0 | 0 | 0 | 0 | 0 | 0 | 0 | 0 | 0 | 0 | 0 | 0 | 0 | 0 | 0 | 0 | 0 | 0 | 0 | 0 | 0
0 | 0 |  |  |  | 0 | [11 empty] | 0 | 0 |  | 0 |  | 0 | [5 empty] | 0 |  | 0 |  | 0 |  | 0 |  | 0 |  | 0 |  | 0 |  | 0 |  |  | 0 | 0 | 0 |  |  | 0 | 0 | 0 | 0 | 0 | 0 | 0 | 0 | 0 | 0 | 0 | 0 | 0 | 0 | 0 | 0 | 0 | 0 | 0 | 0 | 0
0 | 0 |  |  |  | 0 | [11 empty] | 0 | 0 |  | 0 |  | 0 | [5 empty] | 0 |  | 0 |  | 0 |  | 0 |  | 0 |  | 0 |  | 0 |  | 0 |  |  | 0 | 0 | 0 |  |  | 0 | 0 | 0 | 0 | 0 | 0 | 0 | 0 | 0 | 0 | 0 | 0 | 0 | 0 | 0 | 0 | 0 | 0 | 0 | 0 | 0
0 | 0 |  |  |  | 0 | [11 empty] | 0 | 0 |  | 0 |  | 0 | [5 empty] | 0 |  | 0 |  | 0 |  | 0 |  | 0 |  | 0 |  | 0 |  | 0 |  |  | 0 | 0 | 0 |  |  | 0 | 0 | 0 | 0 | 0 | 0 | 0 | 0 | 0 | 0 | 0 | 0 | 0 | 0 | 0 | 0 | 0 | 0 | 0 | 0 | 0
0 | 0 |  |  |  | 0 | [11 empty] | 0 | 0 |  | 0 |  | 0 | [5 empty] | 0 |  | 0 |  | 0 |  | 0 |  | 0 |  | 0 |  | 0 |  | 0 |  |  | 0 | 0 | 0 |  |  | 0 | 0 | 0 | 0 | 0 | 0 | 0 | 0 | 0 | 0 | 0 | 0 | 0 | 0 | 0 | 0 | 0 | 0 | 0 | 0 | 0
0 | 0 |  |  |  | 0 | [11 empty] | 0 | 0 |  | 0 |  | 0 | [5 empty] | 0 |  | 0 |  | 0 |  | 0 |  | 0 |  | 0 |  | 0 |  | 0 |  |  | 0 | 0 | 0 |  |  | 0 | 0 | 0 | 0 | 0 | 0 | 0 | 0 | 0 | 0 | 0 | 0 | 0 | 0 | 0 | 0 | 0 | 0 | 0 | 0 | 0
0 | 0 |  |  |  | 0 | [11 empty] | 0 | 0 |  | 0 |  | 0 | [5 empty] | 0 |  | 0 |  | 0 |  | 0 |  | 0 |  | 0 |  | 0 |  | 0 |  |  | 0 | 0 | 0 |  |  | 0 | 0 | 0 | 0 | 0 | 0 | 0 | 0 | 0 | 0 | 0 | 0 | 0 | 0 | 0 | 0 | 0 | 0 | 0 | 0 | 0
0 | 0 |  |  |  | 0 | [11 empty] | 0 | 0 |  | 0 |  | 0 | [5 empty] | 0 |  | 0 |  | 0 |  | 0 |  | 0 |  | 0 |  | 0 |  | 0 |  |  | 0 | 0 | 0 |  |  | 0 | 0 | 0 | 0 | 0 | 0 | 0 | 0 | 0 | 0 | 0 | 0 | 0 | 0 | 0 | 0 | 0 | 0 | 0 | 0 | 0
0 | 0 |  |  |  | 0 | [11 empty] | 0 | 0 |  | 0 |  | 0 | [5 empty] | 0 |  | 0 |  | 0 |  | 0 |  | 0 |  | 0 |  | 0 |  | 0 |  |  | 0 | 0 | 0 |  |  | 0 | 0 | 0 | 0 | 0 | 0 | 0 | 0 | 0 | 0 | 0 | 0 | 0 | 0 | 0 | 0 | 0 | 0 | 0 | 0 | 0
0 | 0 |  |  |  | 0 | [11 empty] | 0 | 0 |  | 0 |  | 0 | [5 empty] | 0 |  | 0 |  | 0 |  | 0 |  | 0 |  | 0 |  | 0 |  | 0 |  |  | 0 | 0 | 0 |  |  | 0 | 0 | 0 | 0 | 0 | 0 | 0 | 0 | 0 | 0 | 0 | 0 | 0 | 0 | 0 | 0 | 0 | 0 | 0 | 0 | 0
0 | 0 |  |  |  | 0 | [11 empty] | 0 | 0 |  | 0 |  | 0 | [5 empty] | 0 |  | 0 |  | 0 |  | 0 |  | 0 |  | 0 |  | 0 |  | 0 |  |  | 0 | 0 | 0 |  |  | 0 | 0 | 0 | 0 | 0 | 0 | 0 | 0 | 0 | 0 | 0 | 0 | 0 | 0 | 0 | 0 | 0 | 0 | 0 | 0 | 0
0 | 0 |  |  |  | 0 | [11 empty] | 0 | 0 |  | 0 |  | 0 | [5 empty] | 0 |  | 0 |  | 0 |  | 0 |  | 0 |  | 0 |  | 0 |  | 0 |  |  | 0 | 0 | 0 |  |  | 0 | 0 | 0 | 0 | 0 | 0 | 0 | 0 | 0 | 0 | 0 | 0 | 0 | 0 | 0 | 0 | 0 | 0 | 0 | 0 | 0
0 | 0 |  |  |  | 0 | [11 empty] | 0 | 0 |  | 0 |  | 0 | [5 empty] | 0 |  | 0 |  | 0 |  | 0 |  | 0 |  | 0 |  | 0 |  | 0 |  |  | 0 | 0 | 0 |  |  | 0 | 0 | 0 | 0 | 0 | 0 | 0 | 0 | 0 | 0 | 0 | 0 | 0 | 0 | 0 | 0 | 0 | 0 | 0 | 0 | 0
0 | 0 |  |  |  | 0 | [11 empty] | 0 | 0 |  | 0 |  | 0 | [5 empty] | 0 |  | 0 |  | 0 |  | 0 |  | 0 |  | 0 |  | 0 |  | 0 |  |  | 0 | 0 | 0 |  |  | 0 | 0 | 0 | 0 | 0 | 0 | 0 | 0 | 0 | 0 | 0 | 0 | 0 | 0 | 0 | 0 | 0 | 0 | 0 | 0 | 0
0 | 0 |  |  |  | 0 | [11 empty] | 0 | 0 |  | 0 |  | 0 | [5 empty] | 0 |  | 0 |  | 0 |  | 0 |  | 0 |  | 0 |  | 0 |  | 0 |  |  | 0 | 0 | 0 |  |  | 0 | 0 | 0 | 0 | 0 | 0 | 0 | 0 | 0 | 0 | 0 | 0 | 0 | 0 | 0 | 0 | 0 | 0 | 0 | 0 | 0
0 | 0 |  |  |  | 0 | [11 empty] | 0 | 0 |  | 0 |  | 0 | [5 empty] | 0 |  | 0 |  | 0 |  | 0 |  | 0 |  | 0 |  | 0 |  | 0 |  |  | 0 | 0 | 0 |  |  | 0 | 0 | 0 | 0 | 0 | 0 | 0 | 0 | 0 | 0 | 0 | 0 | 0 | 0 | 0 | 0 | 0 | 0 | 0 | 0 | 0
0 | 0 |  |  |  | 0 | [11 empty] | 0 | 0 |  | 0 |  | 0 | [5 empty] | 0 |  | 0 |  | 0 |  | 0 |  | 0 |  | 0 |  | 0 |  | 0 |  |  | 0 | 0 | 0 |  |  | 0 | 0 | 0 | 0 | 0 | 0 | 0 | 0 | 0 | 0 | 0 | 0 | 0 | 0 | 0 | 0 | 0 | 0 | 0 | 0 | 0
0 | 0 |  |  |  | 0 | [11 empty] | 0 | 0 |  | 0 |  | 0 | [5 empty] | 0 |  | 0 |  | 0 |  | 0 |  | 0 |  | 0 |  | 0 |  | 0 |  |  | 0 | 0 | 0 |  |  | 0 | 0 | 0 | 0 | 0 | 0 | 0 | 0 | 0 | 0 | 0 | 0 | 0 | 0 | 0 | 0 | 0 | 0 | 0 | 0 | 0
0 | 0 |  |  |  | 0 | [11 empty] | 0 | 0 |  | 0 |  | 0 | [5 empty] | 0 |  | 0 |  | 0 |  | 0 |  | 0 |  | 0 |  | 0 |  | 0 |  |  | 0 | 0 | 0 |  |  | 0 | 0 | 0 | 0 | 0 | 0 | 0 | 0 | 0 | 0 | 0 | 0 | 0 | 0 | 0 | 0 | 0 | 0 | 0 | 0 | 0
0 | 0 |  |  |  | 0 | [11 empty] | 0 | 0 |  | 0 |  | 0 | [5 empty] | 0 |  | 0 |  | 0 |  | 0 |  | 0 |  | 0 |  | 0 |  | 0 |  |  | 0 | 0 | 0 |  |  | 0 | 0 | 0 | 0 | 0 | 0 | 0 | 0 | 0 | 0 | 0 | 0 | 0 | 0 | 0 | 0 | 0 | 0 | 0 | 0 | 0
0 | 0 |  |  |  | 0 | [11 empty] | 0 | 0 |  | 0 |  | 0 | [5 empty] | 0 |  | 0 |  | 0 |  | 0 |  | 0 |  | 0 |  | 0 |  | 0 |  |  | 0 | 0 | 0 |  |  | 0 | 0 | 0 | 0 | 0 | 0 | 0 | 0 | 0 | 0 | 0 | 0 | 0 | 0 | 0 | 0 | 0 | 0 | 0 | 0 | 0
0 | 0 |  |  |  | 0 | [11 empty] | 0 | 0 |  | 0 |  | 0 | [5 empty] | 0 |  | 0 |  | 0 |  | 0 |  | 0 |  | 0 |  | 0 |  | 0 |  |  | 0 | 0 | 0 |  |  | 0 | 0 | 0 | 0 | 0 | 0 | 0 | 0 | 0 | 0 | 0 | 0 | 0 | 0 | 0 | 0 | 0 | 0 | 0 | 0 | 0
0 | 0 |  |  |  | 0 | [11 empty] | 0 | 0 |  | 0 |  | 0 | [5 empty] | 0 |  | 0 |  | 0 |  | 0 |  | 0 |  | 0 |  | 0 |  | 0 |  |  | 0 | 0 | 0 |  |  | 0 | 0 | 0 | 0 | 0 | 0 | 0 | 0 | 0 | 0 | 0 | 0 | 0 | 0 | 0 | 0 | 0 | 0 | 0 | 0 | 0
0 | 0 |  |  |  | 0 | [11 empty] | 0 | 0 |  | 0 |  | 0 | [5 empty] | 0 |  | 0 |  | 0 |  | 0 |  | 0 |  | 0 |  | 0 |  | 0 |  |  | 0 | 0 | 0 |  |  | 0 | 0 | 0 | 0 | 0 | 0 | 0 | 0 | 0 | 0 | 0 | 0 | 0 | 0 | 0 | 0 | 0 | 0 | 0 | 0 | 0
0 | 0 |  |  |  | 0 | [11 empty] | 0 | 0 |  | 0 |  | 0 | [5 empty] | 0 |  | 0 |  | 0 |  | 0 |  | 0 |  | 0 |  | 0 |  | 0 |  |  | 0 | 0 | 0 |  |  | 0 | 0 | 0 | 0 | 0 | 0 | 0 | 0 | 0 | 0 | 0 | 0 | 0 | 0 | 0 | 0 | 0 | 0 | 0 | 0 | 0
0 | 0 |  |  |  | 0 | [11 empty] | 0 | 0 |  | 0 |  | 0 | [5 empty] | 0 |  | 0 |  | 0 |  | 0 |  | 0 |  | 0 |  | 0 |  | 0 |  |  | 0 | 0 | 0 |  |  | 0 | 0 | 0 | 0 | 0 | 0 | 0 | 0 | 0 | 0 | 0 | 0 | 0 | 0 | 0 | 0 | 0 | 0 | 0 | 0 | 0
0 | 0 |  |  |  | 0 | [11 empty] | 0 | 0 |  | 0 |  | 0 | [5 empty] | 0 |  | 0 |  | 0 |  | 0 |  | 0 |  | 0 |  | 0 |  | 0 |  |  | 0 | 0 | 0 |  |  | 0 | 0 | 0 | 0 | 0 | 0 | 0 | 0 | 0 | 0 | 0 | 0 | 0 | 0 | 0 | 0 | 0 | 0 | 0 | 0 | 0
0 | 0 |  |  |  | 0 | [11 empty] | 0 | 0 |  | 0 |  | 0 | [5 empty] | 0 |  | 0 |  | 0 |  | 0 |  | 0 |  | 0 |  | 0 |  | 0 |  |  | 0 | 0 | 0 |  |  | 0 | 0 | 0 | 0 | 0 | 0 | 0 | 0 | 0 | 0 | 0 | 0 | 0 | 0 | 0 | 0 | 0 | 0 | 0 | 0 | 0
0 | 0 |  |  |  | 0 | [11 empty] | 0 | 0 |  | 0 |  | 0 | [5 empty] | 0 |  | 0 |  | 0 |  | 0 |  | 0 |  | 0 |  | 0 |  | 0 |  |  | 0 | 0 | 0 |  |  | 0 | 0 | 0 | 0 | 0 | 0 | 0 | 0 | 0 | 0 | 0 | 0 | 0 | 0 | 0 | 0 | 0 | 0 | 0 | 0 | 0
0 | 0 |  |  |  | 0 | [11 empty] | 0 | 0 |  | 0 |  | 0 | [5 empty] | 0 |  | 0 |  | 0 |  | 0 |  | 0 |  | 0 |  | 0 |  | 0 |  |  | 0 | 0 | 0 |  |  | 0 | 0 | 0 | 0 | 0 | 0 | 0 | 0 | 0 | 0 | 0 | 0 | 0 | 0 | 0 | 0 | 0 | 0 | 0 | 0 | 0
0 | 0 |  |  |  | 0 | [11 empty] | 0 | 0 |  | 0 |  | 0 | [5 empty] | 0 |  | 0 |  | 0 |  | 0 |  | 0 |  | 0 |  | 0 |  | 0 |  |  | 0 | 0 | 0 |  |  | 0 | 0 | 0 | 0 | 0 | 0 | 0 | 0 | 0 | 0 | 0 | 0 | 0 | 0 | 0 | 0 | 0 | 0 | 0 | 0 | 0
0 | 0 |  |  |  | 0 | [11 empty] | 0 | 0 |  | 0 |  | 0 | [5 empty] | 0 |  | 0 |  | 0 |  | 0 |  | 0 |  | 0 |  | 0 |  | 0 |  |  | 0 | 0 | 0 |  |  | 0 | 0 | 0 | 0 | 0 | 0 | 0 | 0 | 0 | 0 | 0 | 0 | 0 | 0 | 0 | 0 | 0 | 0 | 0 | 0 | 0
0 | 0 |  |  |  | 0 | [11 empty] | 0 | 0 |  | 0 |  | 0 | [5 empty] | 0 |  | 0 |  | 0 |  | 0 |  | 0 |  | 0 |  | 0 |  | 0 |  |  | 0 | 0 | 0 |  |  | 0 | 0 | 0 | 0 | 0 | 0 | 0 | 0 | 0 | 0 | 0 | 0 | 0 | 0 | 0 | 0 | 0 | 0 | 0 | 0 | 0
0 | 0 |  |  |  | 0 | [11 empty] | 0 | 0 |  | 0 |  | 0 | [5 empty] | 0 |  | 0 |  | 0 |  | 0 |  | 0 |  | 0 |  | 0 |  | 0 |  |  | 0 | 0 | 0 |  |  | 0 | 0 | 0 | 0 | 0 | 0 | 0 | 0 | 0 | 0 | 0 | 0 | 0 | 0 | 0 | 0 | 0 | 0 | 0 | 0 | 0
0 | 0 |  |  |  | 0 | [11 empty] | 0 | 0 |  | 0 |  | 0 | [5 empty] | 0 |  | 0 |  | 0 |  | 0 |  | 0 |  | 0 |  | 0 |  | 0 |  |  | 0 | 0 | 0 |  |  | 0 | 0 | 0 | 0 | 0 | 0 | 0 | 0 | 0 | 0 | 0 | 0 | 0 | 0 | 0 | 0 | 0 | 0 | 0 | 0 | 0
0 | 0 |  |  |  | 0 | [11 empty] | 0 | 0 |  | 0 |  | 0 | [5 empty] | 0 |  | 0 |  | 0 |  | 0 |  | 0 |  | 0 |  | 0 |  | 0 |  |  | 0 | 0 | 0 |  |  | 0 | 0 | 0 | 0 | 0 | 0 | 0 | 0 | 0 | 0 | 0 | 0 | 0 | 0 | 0 | 0 | 0 | 0 | 0 | 0 | 0
0 | 0 |  |  |  | 0 | [11 empty] | 0 | 0 |  | 0 |  | 0 | [5 empty] | 0 |  | 0 |  | 0 |  | 0 |  | 0 |  | 0 |  | 0 |  | 0 |  |  | 0 | 0 | 0 |  |  | 0 | 0 | 0 | 0 | 0 | 0 | 0 | 0 | 0 | 0 | 0 | 0 | 0 | 0 | 0 | 0 | 0 | 0 | 0 | 0 | 0
0 | 0 |  |  |  | 0 | [11 empty] | 0 | 0 |  | 0 |  | 0 | [5 empty] | 0 |  | 0 |  | 0 |  | 0 |  | 0 |  | 0 |  | 0 |  | 0 |  |  | 0 | 0 | 0 |  |  | 0 | 0 | 0 | 0 | 0 | 0 | 0 | 0 | 0 | 0 | 0 | 0 | 0 | 0 | 0 | 0 | 0 | 0 | 0 | 0 | 0
0 | 0 |  |  |  | 0 | [11 empty] | 0 | 0 |  | 0 |  | 0 | [5 empty] | 0 |  | 0 |  | 0 |  | 0 |  | 0 |  | 0 |  | 0 |  | 0 |  |  | 0 | 0 | 0 |  |  | 0 | 0 | 0 | 0 | 0 | 0 | 0 | 0 | 0 | 0 | 0 | 0 | 0 | 0 | 0 | 0 | 0 | 0 | 0 | 0 | 0
0 | 0 |  |  |  | 0 | [11 empty] | 0 | 0 |  | 0 |  | 0 | [5 empty] | 0 |  | 0 |  | 0 |  | 0 |  | 0 |  | 0 |  | 0 |  | 0 |  |  | 0 | 0 | 0 |  |  | 0 | 0 | 0 | 0 | 0 | 0 | 0 | 0 | 0 | 0 | 0 | 0 | 0 | 0 | 0 | 0 | 0 | 0 | 0 | 0 | 0
0 | 0 |  |  |  | 0 | [11 empty] | 0 | 0 |  | 0 |  | 0 | [5 empty] | 0 |  | 0 |  | 0 |  | 0 |  | 0 |  | 0 |  | 0 |  | 0 |  |  | 0 | 0 | 0 |  |  | 0 | 0 | 0 | 0 | 0 | 0 | 0 | 0 | 0 | 0 | 0 | 0 | 0 | 0 | 0 | 0 | 0 | 0 | 0 | 0 | 0
0 | 0 |  |  |  | 0 | [11 empty] | 0 | 0 |  | 0 |  | 0 | [5 empty] | 0 |  | 0 |  | 0 |  | 0 |  | 0 |  | 0 |  | 0 |  | 0 |  |  | 0 | 0 | 0 |  |  | 0 | 0 | 0 | 0 | 0 | 0 | 0 | 0 | 0 | 0 | 0 | 0 | 0 | 0 | 0 | 0 | 0 | 0 | 0 | 0 | 0
0 | 0 |  |  |  | 0 | [11 empty] | 0 | 0 |  | 0 |  | 0 | [5 empty] | 0 |  | 0 |  | 0 |  | 0 |  | 0 |  | 0 |  | 0 |  | 0 |  |  | 0 | 0 | 0 |  |  | 0 | 0 | 0 | 0 | 0 | 0 | 0 | 0 | 0 | 0 | 0 | 0 | 0 | 0 | 0 | 0 | 0 | 0 | 0 | 0 | 0
0 | 0 |  |  |  | 0 | [11 empty] | 0 | 0 |  | 0 |  | 0 | [5 empty] | 0 |  | 0 |  | 0 |  | 0 |  | 0 |  | 0 |  | 0 |  | 0 |  |  | 0 | 0 | 0 |  |  | 0 | 0 | 0 | 0 | 0 | 0 | 0 | 0 | 0 | 0 | 0 | 0 | 0 | 0 | 0 | 0 | 0 | 0 | 0 | 0 | 0
0
[6 empty] | END |  | Total Price for Schedule 8 | [9 empty] | 0 |  | 0 |  | 0 | Baht |  | Baht |  | Baht |  | Baht |  | Baht |  |  | 0 | Baht |  | Baht |  | Baht |  | Baht |  |  |  |  | Baht | Baht |  |  | Baht | Baht | Baht | Baht | Baht | Baht | Baht | Baht | Baht | Baht | Baht | Baht | Baht | Baht | Baht | Baht | Baht | Baht | Baht | Baht | Baht | bar: 79 to 81
[18 empty] | 0 |  | 0 |  | 0 | [5 empty] | 0 |  | 0 |  | 0 |  | 0 |  | 0 |  | 0 |  | 0 |  | 0 |  |  |  | 0 | 0 |  |  | 0 | 0 | 0 | 0 | 0 | 0 | 0 | 0 | 0 | 0 | 0 | 0 | 0 | 0 | 0 | 0 | 0 | 0 | 0 | 0 | 0 | bar: 79 to 81
[18 empty] | 0 |  | 0 |  | 0 | [11 empty] | 0 | bar: 79 to 81
[18 empty] | 0 |  | 0 |  | 0 | [11 empty] | 0 | bar: 79 to 81
[18 empty] | 0 |  | 0 |  | 0 | [11 empty] | 0
[18 empty] | 0 |  | 0 |  | 0 | [11 empty] | 0
[18 empty] | 0 |  | 0 |  | 0 | [11 empty] | 0
[18 empty] | 0 |  | 0 |  | 0 | [11 empty] | 0
000000000000000000000000000000000000000
0000000000000000000000000000000000000000
000000000000000000000
[8 empty] | 0 | 0 |  |  |  |  | 0000000000000000000000000000000000000000000000000000000000000000000000000000000000000000000000000000
[8 empty] | 0 | 0
[8 empty] | 0 | 0
[8 empty] | 0 | 0
[8 empty] | 0 | 0
[8 empty] | 0 | 0
[8 empty] | 0 | 0
[8 empty] | 0 | 0
[8 empty] | 0 | 0
[8 empty] | 0 | 0
[8 empty] | 0 | 0
[8 empty] | 0 | 0
[8 empty] | 0 | 0
[8 empty] | 0 | 0
[8 empty] | 0 | 0
[8 empty] | 0 | 0
[8 empty] | 0 | 0
[8 empty] | 0 | 0
[8 empty] | 0 | 0
[8 empty] | 0 | 0
[8 empty] | 0 | 0
[8 empty] | 0 | 0
[8 empty] | 0 | 0
[8 empty] | 0 | 0
[8 empty] | 0 | 0
[8 empty] | 0 | 0
[8 empty] | 0 | 0
[8 empty] | 0 | 0
[8 empty] | 0 | 0
[8 empty] | 0 | 0
[8 empty] | 0 | 0
[8 empty] | 0 | 0
[8 empty] | 0 | 0
[8 empty] | 0 | 0
[8 empty] | 0 | 0
[8 empty] | 0 | 0
[8 empty] | 0 | 0
[8 empty] | 0 | 0
[8 empty] | 0 | 0
[8 empty] | 0 | 0
[8 empty] | 0 | 0
[8 empty] | 0 | 0
[8 empty] | 0 | 0
[8 empty] | 0 | 0
[8 empty] | 0 | 0
[8 empty] | 0 | 0
[8 empty] | 0 | 0
[8 empty] | 0 | 0
[8 empty] | 0 | 0
[8 empty] | 0 | 0
[8 empty] | 0 | 0
[8 empty] | 0 | 0
[8 empty] | 0 | 0
[8 empty] | 0 | 0
[8 empty] | 0 | 0
[8 empty] | 0 | 0
[8 empty] | 0 | 0
[8 empty] | 0 | 0
[8 empty] | 0 | 0
[8 empty] | 0 | 0
[8 empty] | 0 | 0
[8 empty] | 0 | 0
[8 empty] | 0 | 0
[8 empty] | 0 | 0
[8 empty] | 0 | 0
[8 empty] | 0 | 0
[8 empty] | 0 | 0
[8 empty] | 0 | 0
[8 empty] | 0 | 0
[8 empty] | 0 | 0
[8 empty] | 0 | 0
[8 empty] | 0 | 0
[8 empty] | 0 | 0
[8 empty] | 0 | 0
[8 empty] | 0 | 0
[8 empty] | 0 | 0
[8 empty] | 0 | 0
[8 empty] | 0 | 0
[8 empty] | 0 | 0
[8 empty] | 0 | 0
[8 empty] | 0 | 0
[8 empty] | 0 | 0
[8 empty] | 0 | 0
[8 empty] | 0 | 0
[8 empty] | 0 | 0
[8 empty] | 0 | 0
[8 empty] | 0 | 0
[8 empty] | 0 | 0
[8 empty] | 0 | 0
[8 empty] | 0 | 0
[8 empty] | 0 | 0
[8 empty] | 0 | 0
[8 empty] | 0 | 0
[8 empty] | 0 | 0
[8 empty] | 0 | 0
[8 empty] | 0 | 0
[8 empty] | 0 | 0
[8 empty] | 0 | 0
[8 empty] | 0 | 0
[8 empty] | 0 | 0

## Sch 9 (hidden)
INVITATION TO BID NO. VKS1-SWG-01
Schedule 9 :
[77 empty] | 79 | 80 | 81 | 82 | 83 | 84 | 85 | 86 | 87 | 88 | 89 | 90 | 91 | 92 | 93 | 94 | 95 | 96 | 97 | 98 | 99 | 100 | 101 | 102 | 103 | 104 | 105 | 106 | 107 | 108 | 109 | 110 | 111 | 112 | 113 | 114 | 115 | 116 | 117 | 118 | 119 | 120 | 121 | 122 | 123 | 124 | 125 | 126 | 127 | 128
[8 empty] | SUPPLY OF 115 KV COMPACT SWITCHGEAR | [62 empty] | 72 | 73 | 75 | 76 | 77 | 78 | 82: Breakdown per Item :
[8 empty] | TRANSMISSION SYSTEM FOR HYDRO-FLOATING SOLAR HYBRID PROJECT VAJIRALONGKORN DAM UNIT 1 | [68 empty] | 82: Schedule :
System :
Job No. | Substation | Delivery Required by EGAT |  |  |  | Material group | Code No. | Item No. | Description | Short Description | Drawing No. / Reference No. | Qty. | Unit | Currency | Supply of Equipment |  |  |  | Supply of Equipment |  | Supply of Equipment |  | Supply of Equipment |  |  |  | Supply of Equipment |  | Supply of Equipment |  | Supply of Equipment |  | Foreign Currency |  | Local Currency |  | Local Transportation |  | Local Transportation, Construction and Installation |  | Purchase Price Offered for Dismantled Equipment |  | Plant |  | UOM | [25 empty] | Irrelevant | Incoterm | Account Assignment | Cost Object | Fund Center |  | 105: CFR Thai Port; 107: CIF Thai Port; 109: DDP EGAT 's Store; 111: Local Transportation; 113: Custom Clearance; 115: DDP EGAT 's Store; 117: Ex-works Price; 119: Local Transportation; 121: Foreign Currency; 123: Local Currency; 125: Local Transportation to EGAT 's Store; 127: Local Transportation, Construction and Installation | Long Description | Short Description
|  | (with in months after receipt of the notification of award) | [12 empty] | Foreign Supply |  |  |  | Foreign Supply |  | Foreign Supply |  | Foreign Supply | [5 empty] | Local Supply |  | Local Supply | [16 empty] | Preference | % Import Duty | Preference | CFR Price | CIF Price | Foreign Currency | Ex-works Price | Local Currency | Local Transportation | Local Transportation, | Marine Insurance Price | Customs Clearance | Import Duty Price | VAT for Imported Equipment | VAT for Import Duty | VAT for | VAT for Ex-works Price | VAT for | VAT for | VAT for Transportation, Construction and Installation | Foreign | Local | Evaluation Price | [6 empty] | 115: ( excluding VAT ); 117: ( excluding VAT )
[5 empty] | Completion Date | [9 empty] | FOB Vessel | Cost of | CFR Thai Port |  | CIF Thai Port |  | DDP EGAT 's Store |  | Local Transportation |  | Custom Clearance |  | DDP EGAT 's Store |  | Ex-works Price |  | Local Transportation | [12 empty] | Breakdown tab |  | Proposed Price | Evaluation Price | Status | [7 empty] | to EGAT 's Store | Construction and | [5 empty] | Foreign Currency |  | Local Currency | Local Transportation |  | Price Adjustment | Price Adjustment | [7 empty] | 104: Incoterm; 105: CFR; 107: CIF; 109: DDP; 111: ZTF; 113: ZCC; 115: DDP; 117: EXW; 119: ZTL; 125: ZTT; 127: ZCN
|  | CFR Thai Port | DDP or EGAT's Store | Ex-works | [11 empty] | Transportation | [10 empty] | ( excluding VAT ) |  | ( excluding VAT ) |  | ( excluding VAT ) |  |  |  | ( excluding VAT ) |  | ( excluding VAT ) |  | ( excluding VAT ) |  | ( including VAT ) | [15 empty] | Installation | [%Insure(110%(CFR))] | [%Custom(CIF)] | [%Import Duty(CIF)] | [ %VAT(CFR/CIF) ] | [ %VAT( Import Duty) ] | [ %VAT(Foreign Currency) ] | [ %VAT(Ex-works Price) ] | [ %VAT(Local Currency) ] | to EGAT 's Store | [10 empty] | 104: Material group; 111: SV-TRN-MT; 113: SV-CTM; 119: SV-TRN-MT; 125: SV-TRN-MT; 127: SV-CVL
[16 empty] | to Thai Port | [6 empty] | Baht |  | Baht |  | Baht |  | Baht |  | Baht |  |  |  | Baht |  | Baht |  | Baht |  | Baht |  |  |  |  | Baht | Baht |  |  | Baht | Baht | Baht | Baht | Baht | Baht | Baht | Baht | Baht | Baht | Baht | Baht | Baht | Baht | Baht | Baht | Baht | Baht | Baht | Baht | Baht
|  | (month) | (month) | (month) | (month) | [9 empty] | Unit Price | Unit Price | Unit Price | Amount | Unit Price | Amount | Unit Price | Amount | Unit Price | Amount | Unit Price | Amount | Unit Price | Amount | Unit Price | Amount | Unit Price | Amount | Unit Price | Amount | Unit Price | Amount | Unit Price | Amount | Unit Price | Amount | Unit Price | Amount | [5 empty] | (Y/N) | (IPDTY) | (PRF) | (CFR) | (CIF) | (FC) | (EW) | (LC) | (LT) | (TCI) | (MI) | (CC) | ( IDP) | (VATIE) | (VATID) | (VATFC) | (VATEW) | (VATLC) | (VATLT) | (VATTCI) | (FPA) | (LPA) | (EVAPR)
0 | 0 |  |  |  | 0 | [11 empty] | 0 | 0 |  | 0 |  | 0 | [5 empty] | 0 |  | 0 |  | 0 |  | 0 |  | 0 |  | 0 |  | 0 |  | 0 |  |  | 0 | 0 | 0 |  |  | 0 | 0 | 0 | 0 | 0 | 0 | 0 | 0 | 0 | 0 | 0 | 0 | 0 | 0 | 0 | 0 | 0 | 0 | 0 | 0 | 0
0 | 0 |  |  |  | 0 | [11 empty] | 0 | 0 |  | 0 |  | 0 | [5 empty] | 0 |  | 0 |  | 0 |  | 0 |  | 0 |  | 0 |  | 0 |  | 0 |  |  | 0 | 0 | 0 |  |  | 0 | 0 | 0 | 0 | 0 | 0 | 0 | 0 | 0 | 0 | 0 | 0 | 0 | 0 | 0 | 0 | 0 | 0 | 0 | 0 | 0
0 | 0 |  |  |  | 0 | [11 empty] | 0 | 0 |  | 0 |  | 0 | [5 empty] | 0 |  | 0 |  | 0 |  | 0 |  | 0 |  | 0 |  | 0 |  | 0 |  |  | 0 | 0 | 0 |  |  | 0 | 0 | 0 | 0 | 0 | 0 | 0 | 0 | 0 | 0 | 0 | 0 | 0 | 0 | 0 | 0 | 0 | 0 | 0 | 0 | 0
0 | 0 |  |  |  | 0 | [11 empty] | 0 | 0 |  | 0 |  | 0 | [5 empty] | 0 |  | 0 |  | 0 |  | 0 |  | 0 |  | 0 |  | 0 |  | 0 |  |  | 0 | 0 | 0 |  |  | 0 | 0 | 0 | 0 | 0 | 0 | 0 | 0 | 0 | 0 | 0 | 0 | 0 | 0 | 0 | 0 | 0 | 0 | 0 | 0 | 0
0 | 0 |  |  |  | 0 | [11 empty] | 0 | 0 |  | 0 |  | 0 | [5 empty] | 0 |  | 0 |  | 0 |  | 0 |  | 0 |  | 0 |  | 0 |  | 0 |  |  | 0 | 0 | 0 |  |  | 0 | 0 | 0 | 0 | 0 | 0 | 0 | 0 | 0 | 0 | 0 | 0 | 0 | 0 | 0 | 0 | 0 | 0 | 0 | 0 | 0
0 | 0 |  |  |  | 0 | [11 empty] | 0 | 0 |  | 0 |  | 0 | [5 empty] | 0 |  | 0 |  | 0 |  | 0 |  | 0 |  | 0 |  | 0 |  | 0 |  |  | 0 | 0 | 0 |  |  | 0 | 0 | 0 | 0 | 0 | 0 | 0 | 0 | 0 | 0 | 0 | 0 | 0 | 0 | 0 | 0 | 0 | 0 | 0 | 0 | 0
0 | 0 |  |  |  | 0 | [11 empty] | 0 | 0 |  | 0 |  | 0 | [5 empty] | 0 |  | 0 |  | 0 |  | 0 |  | 0 |  | 0 |  | 0 |  | 0 |  |  | 0 | 0 | 0 |  |  | 0 | 0 | 0 | 0 | 0 | 0 | 0 | 0 | 0 | 0 | 0 | 0 | 0 | 0 | 0 | 0 | 0 | 0 | 0 | 0 | 0
0 | 0 |  |  |  | 0 | [11 empty] | 0 | 0 |  | 0 |  | 0 | [5 empty] | 0 |  | 0 |  | 0 |  | 0 |  | 0 |  | 0 |  | 0 |  | 0 |  |  | 0 | 0 | 0 |  |  | 0 | 0 | 0 | 0 | 0 | 0 | 0 | 0 | 0 | 0 | 0 | 0 | 0 | 0 | 0 | 0 | 0 | 0 | 0 | 0 | 0
0 | 0 |  |  |  | 0 | [11 empty] | 0 | 0 |  | 0 |  | 0 | [5 empty] | 0 |  | 0 |  | 0 |  | 0 |  | 0 |  | 0 |  | 0 |  | 0 |  |  | 0 | 0 | 0 |  |  | 0 | 0 | 0 | 0 | 0 | 0 | 0 | 0 | 0 | 0 | 0 | 0 | 0 | 0 | 0 | 0 | 0 | 0 | 0 | 0 | 0
0 | 0 |  |  |  | 0 | [11 empty] | 0 | 0 |  | 0 |  | 0 | [5 empty] | 0 |  | 0 |  | 0 |  | 0 |  | 0 |  | 0 |  | 0 |  | 0 |  |  | 0 | 0 | 0 |  |  | 0 | 0 | 0 | 0 | 0 | 0 | 0 | 0 | 0 | 0 | 0 | 0 | 0 | 0 | 0 | 0 | 0 | 0 | 0 | 0 | 0
0 | 0 |  |  |  | 0 | [11 empty] | 0 | 0 |  | 0 |  | 0 | [5 empty] | 0 |  | 0 |  | 0 |  | 0 |  | 0 |  | 0 |  | 0 |  | 0 |  |  | 0 | 0 | 0 |  |  | 0 | 0 | 0 | 0 | 0 | 0 | 0 | 0 | 0 | 0 | 0 | 0 | 0 | 0 | 0 | 0 | 0 | 0 | 0 | 0 | 0
0 | 0 |  |  |  | 0 | [11 empty] | 0 | 0 |  | 0 |  | 0 | [5 empty] | 0 |  | 0 |  | 0 |  | 0 |  | 0 |  | 0 |  | 0 |  | 0 |  |  | 0 | 0 | 0 |  |  | 0 | 0 | 0 | 0 | 0 | 0 | 0 | 0 | 0 | 0 | 0 | 0 | 0 | 0 | 0 | 0 | 0 | 0 | 0 | 0 | 0
0 | 0 |  |  |  | 0 | [11 empty] | 0 | 0 |  | 0 |  | 0 | [5 empty] | 0 |  | 0 |  | 0 |  | 0 |  | 0 |  | 0 |  | 0 |  | 0 |  |  | 0 | 0 | 0 |  |  | 0 | 0 | 0 | 0 | 0 | 0 | 0 | 0 | 0 | 0 | 0 | 0 | 0 | 0 | 0 | 0 | 0 | 0 | 0 | 0 | 0
0 | 0 |  |  |  | 0 | [11 empty] | 0 | 0 |  | 0 |  | 0 | [5 empty] | 0 |  | 0 |  | 0 |  | 0 |  | 0 |  | 0 |  | 0 |  | 0 |  |  | 0 | 0 | 0 |  |  | 0 | 0 | 0 | 0 | 0 | 0 | 0 | 0 | 0 | 0 | 0 | 0 | 0 | 0 | 0 | 0 | 0 | 0 | 0 | 0 | 0
0 | 0 |  |  |  | 0 | [11 empty] | 0 | 0 |  | 0 |  | 0 | [5 empty] | 0 |  | 0 |  | 0 |  | 0 |  | 0 |  | 0 |  | 0 |  | 0 |  |  | 0 | 0 | 0 |  |  | 0 | 0 | 0 | 0 | 0 | 0 | 0 | 0 | 0 | 0 | 0 | 0 | 0 | 0 | 0 | 0 | 0 | 0 | 0 | 0 | 0
0 | 0 |  |  |  | 0 | [11 empty] | 0 | 0 |  | 0 |  | 0 | [5 empty] | 0 |  | 0 |  | 0 |  | 0 |  | 0 |  | 0 |  | 0 |  | 0 |  |  | 0 | 0 | 0 |  |  | 0 | 0 | 0 | 0 | 0 | 0 | 0 | 0 | 0 | 0 | 0 | 0 | 0 | 0 | 0 | 0 | 0 | 0 | 0 | 0 | 0
0 | 0 |  |  |  | 0 | [11 empty] | 0 | 0 |  | 0 |  | 0 | [5 empty] | 0 |  | 0 |  | 0 |  | 0 |  | 0 |  | 0 |  | 0 |  | 0 |  |  | 0 | 0 | 0 |  |  | 0 | 0 | 0 | 0 | 0 | 0 | 0 | 0 | 0 | 0 | 0 | 0 | 0 | 0 | 0 | 0 | 0 | 0 | 0 | 0 | 0
0 | 0 |  |  |  | 0 | [11 empty] | 0 | 0 |  | 0 |  | 0 | [5 empty] | 0 |  | 0 |  | 0 |  | 0 |  | 0 |  | 0 |  | 0 |  | 0 |  |  | 0 | 0 | 0 |  |  | 0 | 0 | 0 | 0 | 0 | 0 | 0 | 0 | 0 | 0 | 0 | 0 | 0 | 0 | 0 | 0 | 0 | 0 | 0 | 0 | 0
0 | 0 |  |  |  | 0 | [11 empty] | 0 | 0 |  | 0 |  | 0 | [5 empty] | 0 |  | 0 |  | 0 |  | 0 |  | 0 |  | 0 |  | 0 |  | 0 |  |  | 0 | 0 | 0 |  |  | 0 | 0 | 0 | 0 | 0 | 0 | 0 | 0 | 0 | 0 | 0 | 0 | 0 | 0 | 0 | 0 | 0 | 0 | 0 | 0 | 0
0 | 0 |  |  |  | 0 | [11 empty] | 0 | 0 |  | 0 |  | 0 | [5 empty] | 0 |  | 0 |  | 0 |  | 0 |  | 0 |  | 0 |  | 0 |  | 0 |  |  | 0 | 0 | 0 |  |  | 0 | 0 | 0 | 0 | 0 | 0 | 0 | 0 | 0 | 0 | 0 | 0 | 0 | 0 | 0 | 0 | 0 | 0 | 0 | 0 | 0
0 | 0 |  |  |  | 0 | [11 empty] | 0 | 0 |  | 0 |  | 0 | [5 empty] | 0 |  | 0 |  | 0 |  | 0 |  | 0 |  | 0 |  | 0 |  | 0 |  |  | 0 | 0 | 0 |  |  | 0 | 0 | 0 | 0 | 0 | 0 | 0 | 0 | 0 | 0 | 0 | 0 | 0 | 0 | 0 | 0 | 0 | 0 | 0 | 0 | 0
0 | 0 |  |  |  | 0 | [11 empty] | 0 | 0 |  | 0 |  | 0 | [5 empty] | 0 |  | 0 |  | 0 |  | 0 |  | 0 |  | 0 |  | 0 |  | 0 |  |  | 0 | 0 | 0 |  |  | 0 | 0 | 0 | 0 | 0 | 0 | 0 | 0 | 0 | 0 | 0 | 0 | 0 | 0 | 0 | 0 | 0 | 0 | 0 | 0 | 0
0 | 0 |  |  |  | 0 | [11 empty] | 0 | 0 |  | 0 |  | 0 | [5 empty] | 0 |  | 0 |  | 0 |  | 0 |  | 0 |  | 0 |  | 0 |  | 0 |  |  | 0 | 0 | 0 |  |  | 0 | 0 | 0 | 0 | 0 | 0 | 0 | 0 | 0 | 0 | 0 | 0 | 0 | 0 | 0 | 0 | 0 | 0 | 0 | 0 | 0
0 | 0 |  |  |  | 0 | [11 empty] | 0 | 0 |  | 0 |  | 0 | [5 empty] | 0 |  | 0 |  | 0 |  | 0 |  | 0 |  | 0 |  | 0 |  | 0 |  |  | 0 | 0 | 0 |  |  | 0 | 0 | 0 | 0 | 0 | 0 | 0 | 0 | 0 | 0 | 0 | 0 | 0 | 0 | 0 | 0 | 0 | 0 | 0 | 0 | 0
0 | 0 |  |  |  | 0 | [11 empty] | 0 | 0 |  | 0 |  | 0 | [5 empty] | 0 |  | 0 |  | 0 |  | 0 |  | 0 |  | 0 |  | 0 |  | 0 |  |  | 0 | 0 | 0 |  |  | 0 | 0 | 0 | 0 | 0 | 0 | 0 | 0 | 0 | 0 | 0 | 0 | 0 | 0 | 0 | 0 | 0 | 0 | 0 | 0 | 0
0 | 0 |  |  |  | 0 | [11 empty] | 0 | 0 |  | 0 |  | 0 | [5 empty] | 0 |  | 0 |  | 0 |  | 0 |  | 0 |  | 0 |  | 0 |  | 0 |  |  | 0 | 0 | 0 |  |  | 0 | 0 | 0 | 0 | 0 | 0 | 0 | 0 | 0 | 0 | 0 | 0 | 0 | 0 | 0 | 0 | 0 | 0 | 0 | 0 | 0
0 | 0 |  |  |  | 0 | [11 empty] | 0 | 0 |  | 0 |  | 0 | [5 empty] | 0 |  | 0 |  | 0 |  | 0 |  | 0 |  | 0 |  | 0 |  | 0 |  |  | 0 | 0 | 0 |  |  | 0 | 0 | 0 | 0 | 0 | 0 | 0 | 0 | 0 | 0 | 0 | 0 | 0 | 0 | 0 | 0 | 0 | 0 | 0 | 0 | 0
0 | 0 |  |  |  | 0 | [11 empty] | 0 | 0 |  | 0 |  | 0 | [5 empty] | 0 |  | 0 |  | 0 |  | 0 |  | 0 |  | 0 |  | 0 |  | 0 |  |  | 0 | 0 | 0 |  |  | 0 | 0 | 0 | 0 | 0 | 0 | 0 | 0 | 0 | 0 | 0 | 0 | 0 | 0 | 0 | 0 | 0 | 0 | 0 | 0 | 0
0 | 0 |  |  |  | 0 | [11 empty] | 0 | 0 |  | 0 |  | 0 | [5 empty] | 0 |  | 0 |  | 0 |  | 0 |  | 0 |  | 0 |  | 0 |  | 0 |  |  | 0 | 0 | 0 |  |  | 0 | 0 | 0 | 0 | 0 | 0 | 0 | 0 | 0 | 0 | 0 | 0 | 0 | 0 | 0 | 0 | 0 | 0 | 0 | 0 | 0
0 | 0 |  |  |  | 0 | [11 empty] | 0 | 0 |  | 0 |  | 0 | [5 empty] | 0 |  | 0 |  | 0 |  | 0 |  | 0 |  | 0 |  | 0 |  | 0 |  |  | 0 | 0 | 0 |  |  | 0 | 0 | 0 | 0 | 0 | 0 | 0 | 0 | 0 | 0 | 0 | 0 | 0 | 0 | 0 | 0 | 0 | 0 | 0 | 0 | 0
0 | 0 |  |  |  | 0 | [11 empty] | 0 | 0 |  | 0 |  | 0 | [5 empty] | 0 |  | 0 |  | 0 |  | 0 |  | 0 |  | 0 |  | 0 |  | 0 |  |  | 0 | 0 | 0 |  |  | 0 | 0 | 0 | 0 | 0 | 0 | 0 | 0 | 0 | 0 | 0 | 0 | 0 | 0 | 0 | 0 | 0 | 0 | 0 | 0 | 0
0 | 0 |  |  |  | 0 | [11 empty] | 0 | 0 |  | 0 |  | 0 | [5 empty] | 0 |  | 0 |  | 0 |  | 0 |  | 0 |  | 0 |  | 0 |  | 0 |  |  | 0 | 0 | 0 |  |  | 0 | 0 | 0 | 0 | 0 | 0 | 0 | 0 | 0 | 0 | 0 | 0 | 0 | 0 | 0 | 0 | 0 | 0 | 0 | 0 | 0
0 | 0 |  |  |  | 0 | [11 empty] | 0 | 0 |  | 0 |  | 0 | [5 empty] | 0 |  | 0 |  | 0 |  | 0 |  | 0 |  | 0 |  | 0 |  | 0 |  |  | 0 | 0 | 0 |  |  | 0 | 0 | 0 | 0 | 0 | 0 | 0 | 0 | 0 | 0 | 0 | 0 | 0 | 0 | 0 | 0 | 0 | 0 | 0 | 0 | 0
0 | 0 |  |  |  | 0 | [11 empty] | 0 | 0 |  | 0 |  | 0 | [5 empty] | 0 |  | 0 |  | 0 |  | 0 |  | 0 |  | 0 |  | 0 |  | 0 |  |  | 0 | 0 | 0 |  |  | 0 | 0 | 0 | 0 | 0 | 0 | 0 | 0 | 0 | 0 | 0 | 0 | 0 | 0 | 0 | 0 | 0 | 0 | 0 | 0 | 0
0 | 0 |  |  |  | 0 | [11 empty] | 0 | 0 |  | 0 |  | 0 | [5 empty] | 0 |  | 0 |  | 0 |  | 0 |  | 0 |  | 0 |  | 0 |  | 0 |  |  | 0 | 0 | 0 |  |  | 0 | 0 | 0 | 0 | 0 | 0 | 0 | 0 | 0 | 0 | 0 | 0 | 0 | 0 | 0 | 0 | 0 | 0 | 0 | 0 | 0
0 | 0 |  |  |  | 0 | [11 empty] | 0 | 0 |  | 0 |  | 0 | [5 empty] | 0 |  | 0 |  | 0 |  | 0 |  | 0 |  | 0 |  | 0 |  | 0 |  |  | 0 | 0 | 0 |  |  | 0 | 0 | 0 | 0 | 0 | 0 | 0 | 0 | 0 | 0 | 0 | 0 | 0 | 0 | 0 | 0 | 0 | 0 | 0 | 0 | 0
0 | 0 |  |  |  | 0 | [11 empty] | 0 | 0 |  | 0 |  | 0 | [5 empty] | 0 |  | 0 |  | 0 |  | 0 |  | 0 |  | 0 |  | 0 |  | 0 |  |  | 0 | 0 | 0 |  |  | 0 | 0 | 0 | 0 | 0 | 0 | 0 | 0 | 0 | 0 | 0 | 0 | 0 | 0 | 0 | 0 | 0 | 0 | 0 | 0 | 0
0 | 0 |  |  |  | 0 | [11 empty] | 0 | 0 |  | 0 |  | 0 | [5 empty] | 0 |  | 0 |  | 0 |  | 0 |  | 0 |  | 0 |  | 0 |  | 0 |  |  | 0 | 0 | 0 |  |  | 0 | 0 | 0 | 0 | 0 | 0 | 0 | 0 | 0 | 0 | 0 | 0 | 0 | 0 | 0 | 0 | 0 | 0 | 0 | 0 | 0
0 | 0 |  |  |  | 0 | [11 empty] | 0 | 0 |  | 0 |  | 0 | [5 empty] | 0 |  | 0 |  | 0 |  | 0 |  | 0 |  | 0 |  | 0 |  | 0 |  |  | 0 | 0 | 0 |  |  | 0 | 0 | 0 | 0 | 0 | 0 | 0 | 0 | 0 | 0 | 0 | 0 | 0 | 0 | 0 | 0 | 0 | 0 | 0 | 0 | 0
0 | 0 |  |  |  | 0 | [11 empty] | 0 | 0 |  | 0 |  | 0 | [5 empty] | 0 |  | 0 |  | 0 |  | 0 |  | 0 |  | 0 |  | 0 |  | 0 |  |  | 0 | 0 | 0 |  |  | 0 | 0 | 0 | 0 | 0 | 0 | 0 | 0 | 0 | 0 | 0 | 0 | 0 | 0 | 0 | 0 | 0 | 0 | 0 | 0 | 0
0 | 0 |  |  |  | 0 | [11 empty] | 0 | 0 |  | 0 |  | 0 | [5 empty] | 0 |  | 0 |  | 0 |  | 0 |  | 0 |  | 0 |  | 0 |  | 0 |  |  | 0 | 0 | 0 |  |  | 0 | 0 | 0 | 0 | 0 | 0 | 0 | 0 | 0 | 0 | 0 | 0 | 0 | 0 | 0 | 0 | 0 | 0 | 0 | 0 | 0
0 | 0 |  |  |  | 0 | [11 empty] | 0 | 0 |  | 0 |  | 0 | [5 empty] | 0 |  | 0 |  | 0 |  | 0 |  | 0 |  | 0 |  | 0 |  | 0 |  |  | 0 | 0 | 0 |  |  | 0 | 0 | 0 | 0 | 0 | 0 | 0 | 0 | 0 | 0 | 0 | 0 | 0 | 0 | 0 | 0 | 0 | 0 | 0 | 0 | 0
0 | 0 |  |  |  | 0 | [11 empty] | 0 | 0 |  | 0 |  | 0 | [5 empty] | 0 |  | 0 |  | 0 |  | 0 |  | 0 |  | 0 |  | 0 |  | 0 |  |  | 0 | 0 | 0 |  |  | 0 | 0 | 0 | 0 | 0 | 0 | 0 | 0 | 0 | 0 | 0 | 0 | 0 | 0 | 0 | 0 | 0 | 0 | 0 | 0 | 0
0 | 0 |  |  |  | 0 | [11 empty] | 0 | 0 |  | 0 |  | 0 | [5 empty] | 0 |  | 0 |  | 0 |  | 0 |  | 0 |  | 0 |  | 0 |  | 0 |  |  | 0 | 0 | 0 |  |  | 0 | 0 | 0 | 0 | 0 | 0 | 0 | 0 | 0 | 0 | 0 | 0 | 0 | 0 | 0 | 0 | 0 | 0 | 0 | 0 | 0
0 | 0 |  |  |  | 0 | [11 empty] | 0 | 0 |  | 0 |  | 0 | [5 empty] | 0 |  | 0 |  | 0 |  | 0 |  | 0 |  | 0 |  | 0 |  | 0 |  |  | 0 | 0 | 0 |  |  | 0 | 0 | 0 | 0 | 0 | 0 | 0 | 0 | 0 | 0 | 0 | 0 | 0 | 0 | 0 | 0 | 0 | 0 | 0 | 0 | 0
0 | 0 |  |  |  | 0 | [11 empty] | 0 | 0 |  | 0 |  | 0 | [5 empty] | 0 |  | 0 |  | 0 |  | 0 |  | 0 |  | 0 |  | 0 |  | 0 |  |  | 0 | 0 | 0 |  |  | 0 | 0 | 0 | 0 | 0 | 0 | 0 | 0 | 0 | 0 | 0 | 0 | 0 | 0 | 0 | 0 | 0 | 0 | 0 | 0 | 0
0 | 0 |  |  |  | 0 | [11 empty] | 0 | 0 |  | 0 |  | 0 | [5 empty] | 0 |  | 0 |  | 0 |  | 0 |  | 0 |  | 0 |  | 0 |  | 0 |  |  | 0 | 0 | 0 |  |  | 0 | 0 | 0 | 0 | 0 | 0 | 0 | 0 | 0 | 0 | 0 | 0 | 0 | 0 | 0 | 0 | 0 | 0 | 0 | 0 | 0
0 | 0 |  |  |  | 0 | [11 empty] | 0 | 0 |  | 0 |  | 0 | [5 empty] | 0 |  | 0 |  | 0 |  | 0 |  | 0 |  | 0 |  | 0 |  | 0 |  |  | 0 | 0 | 0 |  |  | 0 | 0 | 0 | 0 | 0 | 0 | 0 | 0 | 0 | 0 | 0 | 0 | 0 | 0 | 0 | 0 | 0 | 0 | 0 | 0 | 0
0 | 0 |  |  |  | 0 | [11 empty] | 0 | 0 |  | 0 |  | 0 | [5 empty] | 0 |  | 0 |  | 0 |  | 0 |  | 0 |  | 0 |  | 0 |  | 0 |  |  | 0 | 0 | 0 |  |  | 0 | 0 | 0 | 0 | 0 | 0 | 0 | 0 | 0 | 0 | 0 | 0 | 0 | 0 | 0 | 0 | 0 | 0 | 0 | 0 | 0
0 | 0 |  |  |  | 0 | [11 empty] | 0 | 0 |  | 0 |  | 0 | [5 empty] | 0 |  | 0 |  | 0 |  | 0 |  | 0 |  | 0 |  | 0 |  | 0 |  |  | 0 | 0 | 0 |  |  | 0 | 0 | 0 | 0 | 0 | 0 | 0 | 0 | 0 | 0 | 0 | 0 | 0 | 0 | 0 | 0 | 0 | 0 | 0 | 0 | 0
0 | 0 |  |  |  | 0 | [11 empty] | 0 | 0 |  | 0 |  | 0 | [5 empty] | 0 |  | 0 |  | 0 |  | 0 |  | 0 |  | 0 |  | 0 |  | 0 |  |  | 0 | 0 | 0 |  |  | 0 | 0 | 0 | 0 | 0 | 0 | 0 | 0 | 0 | 0 | 0 | 0 | 0 | 0 | 0 | 0 | 0 | 0 | 0 | 0 | 0
0 | 0 |  |  |  | 0 | [11 empty] | 0 | 0 |  | 0 |  | 0 | [5 empty] | 0 |  | 0 |  | 0 |  | 0 |  | 0 |  | 0 |  | 0 |  | 0 |  |  | 0 | 0 | 0 |  |  | 0 | 0 | 0 | 0 | 0 | 0 | 0 | 0 | 0 | 0 | 0 | 0 | 0 | 0 | 0 | 0 | 0 | 0 | 0 | 0 | 0
0 | 0 |  |  |  | 0 | [11 empty] | 0 | 0 |  | 0 |  | 0 | [5 empty] | 0 |  | 0 |  | 0 |  | 0 |  | 0 |  | 0 |  | 0 |  | 0 |  |  | 0 | 0 | 0 |  |  | 0 | 0 | 0 | 0 | 0 | 0 | 0 | 0 | 0 | 0 | 0 | 0 | 0 | 0 | 0 | 0 | 0 | 0 | 0 | 0 | 0
0 | 0 |  |  |  | 0 | [11 empty] | 0 | 0 |  | 0 |  | 0 | [5 empty] | 0 |  | 0 |  | 0 |  | 0 |  | 0 |  | 0 |  | 0 |  | 0 |  |  | 0 | 0 | 0 |  |  | 0 | 0 | 0 | 0 | 0 | 0 | 0 | 0 | 0 | 0 | 0 | 0 | 0 | 0 | 0 | 0 | 0 | 0 | 0 | 0 | 0
0 | 0 |  |  |  | 0 | [11 empty] | 0 | 0 |  | 0 |  | 0 | [5 empty] | 0 |  | 0 |  | 0 |  | 0 |  | 0 |  | 0 |  | 0 |  | 0 |  |  | 0 | 0 | 0 |  |  | 0 | 0 | 0 | 0 | 0 | 0 | 0 | 0 | 0 | 0 | 0 | 0 | 0 | 0 | 0 | 0 | 0 | 0 | 0 | 0 | 0
0 | 0 |  |  |  | 0 | [11 empty] | 0 | 0 |  | 0 |  | 0 | [5 empty] | 0 |  | 0 |  | 0 |  | 0 |  | 0 |  | 0 |  | 0 |  | 0 |  |  | 0 | 0 | 0 |  |  | 0 | 0 | 0 | 0 | 0 | 0 | 0 | 0 | 0 | 0 | 0 | 0 | 0 | 0 | 0 | 0 | 0 | 0 | 0 | 0 | 0
0 | 0 |  |  |  | 0 | [11 empty] | 0 | 0 |  | 0 |  | 0 | [5 empty] | 0 |  | 0 |  | 0 |  | 0 |  | 0 |  | 0 |  | 0 |  | 0 |  |  | 0 | 0 | 0 |  |  | 0 | 0 | 0 | 0 | 0 | 0 | 0 | 0 | 0 | 0 | 0 | 0 | 0 | 0 | 0 | 0 | 0 | 0 | 0 | 0 | 0
0 | 0 |  |  |  | 0 | [11 empty] | 0 | 0 |  | 0 |  | 0 | [5 empty] | 0 |  | 0 |  | 0 |  | 0 |  | 0 |  | 0 |  | 0 |  | 0 |  |  | 0 | 0 | 0 |  |  | 0 | 0 | 0 | 0 | 0 | 0 | 0 | 0 | 0 | 0 | 0 | 0 | 0 | 0 | 0 | 0 | 0 | 0 | 0 | 0 | 0
0 | 0 |  |  |  | 0 | [11 empty] | 0 | 0 |  | 0 |  | 0 | [5 empty] | 0 |  | 0 |  | 0 |  | 0 |  | 0 |  | 0 |  | 0 |  | 0 |  |  | 0 | 0 | 0 |  |  | 0 | 0 | 0 | 0 | 0 | 0 | 0 | 0 | 0 | 0 | 0 | 0 | 0 | 0 | 0 | 0 | 0 | 0 | 0 | 0 | 0
0 | 0 |  |  |  | 0 | [11 empty] | 0 | 0 |  | 0 |  | 0 | [5 empty] | 0 |  | 0 |  | 0 |  | 0 |  | 0 |  | 0 |  | 0 |  | 0 |  |  | 0 | 0 | 0 |  |  | 0 | 0 | 0 | 0 | 0 | 0 | 0 | 0 | 0 | 0 | 0 | 0 | 0 | 0 | 0 | 0 | 0 | 0 | 0 | 0 | 0
0 | 0 |  |  |  | 0 | [11 empty] | 0 | 0 |  | 0 |  | 0 | [5 empty] | 0 |  | 0 |  | 0 |  | 0 |  | 0 |  | 0 |  | 0 |  | 0 |  |  | 0 | 0 | 0 |  |  | 0 | 0 | 0 | 0 | 0 | 0 | 0 | 0 | 0 | 0 | 0 | 0 | 0 | 0 | 0 | 0 | 0 | 0 | 0 | 0 | 0
0 | 0 |  |  |  | 0 | [11 empty] | 0 | 0 |  | 0 |  | 0 | [5 empty] | 0 |  | 0 |  | 0 |  | 0 |  | 0 |  | 0 |  | 0 |  | 0 |  |  | 0 | 0 | 0 |  |  | 0 | 0 | 0 | 0 | 0 | 0 | 0 | 0 | 0 | 0 | 0 | 0 | 0 | 0 | 0 | 0 | 0 | 0 | 0 | 0 | 0
0 | 0 |  |  |  | 0 | [11 empty] | 0 | 0 |  | 0 |  | 0 | [5 empty] | 0 |  | 0 |  | 0 |  | 0 |  | 0 |  | 0 |  | 0 |  | 0 |  |  | 0 | 0 | 0 |  |  | 0 | 0 | 0 | 0 | 0 | 0 | 0 | 0 | 0 | 0 | 0 | 0 | 0 | 0 | 0 | 0 | 0 | 0 | 0 | 0 | 0
0 | 0 |  |  |  | 0 | [11 empty] | 0 | 0 |  | 0 |  | 0 | [5 empty] | 0 |  | 0 |  | 0 |  | 0 |  | 0 |  | 0 |  | 0 |  | 0 |  |  | 0 | 0 | 0 |  |  | 0 | 0 | 0 | 0 | 0 | 0 | 0 | 0 | 0 | 0 | 0 | 0 | 0 | 0 | 0 | 0 | 0 | 0 | 0 | 0 | 0
0 | 0 |  |  |  | 0 | [11 empty] | 0 | 0 |  | 0 |  | 0 | [5 empty] | 0 |  | 0 |  | 0 |  | 0 |  | 0 |  | 0 |  | 0 |  | 0 |  |  | 0 | 0 | 0 |  |  | 0 | 0 | 0 | 0 | 0 | 0 | 0 | 0 | 0 | 0 | 0 | 0 | 0 | 0 | 0 | 0 | 0 | 0 | 0 | 0 | 0
0 | 0 |  |  |  | 0 | [11 empty] | 0 | 0 |  | 0 |  | 0 | [5 empty] | 0 |  | 0 |  | 0 |  | 0 |  | 0 |  | 0 |  | 0 |  | 0 |  |  | 0 | 0 | 0 |  |  | 0 | 0 | 0 | 0 | 0 | 0 | 0 | 0 | 0 | 0 | 0 | 0 | 0 | 0 | 0 | 0 | 0 | 0 | 0 | 0 | 0
0 | 0 |  |  |  | 0 | [11 empty] | 0 | 0 |  | 0 |  | 0 | [5 empty] | 0 |  | 0 |  | 0 |  | 0 |  | 0 |  | 0 |  | 0 |  | 0 |  |  | 0 | 0 | 0 |  |  | 0 | 0 | 0 | 0 | 0 | 0 | 0 | 0 | 0 | 0 | 0 | 0 | 0 | 0 | 0 | 0 | 0 | 0 | 0 | 0 | 0
0 | 0 |  |  |  | 0 | [11 empty] | 0 | 0 |  | 0 |  | 0 | [5 empty] | 0 |  | 0 |  | 0 |  | 0 |  | 0 |  | 0 |  | 0 |  | 0 |  |  | 0 | 0 | 0 |  |  | 0 | 0 | 0 | 0 | 0 | 0 | 0 | 0 | 0 | 0 | 0 | 0 | 0 | 0 | 0 | 0 | 0 | 0 | 0 | 0 | 0
0 | 0 |  |  |  | 0 | [11 empty] | 0 | 0 |  | 0 |  | 0 | [5 empty] | 0 |  | 0 |  | 0 |  | 0 |  | 0 |  | 0 |  | 0 |  | 0 |  |  | 0 | 0 | 0 |  |  | 0 | 0 | 0 | 0 | 0 | 0 | 0 | 0 | 0 | 0 | 0 | 0 | 0 | 0 | 0 | 0 | 0 | 0 | 0 | 0 | 0
0 | 0 |  |  |  | 0 | [11 empty] | 0 | 0 |  | 0 |  | 0 | [5 empty] | 0 |  | 0 |  | 0 |  | 0 |  | 0 |  | 0 |  | 0 |  | 0 |  |  | 0 | 0 | 0 |  |  | 0 | 0 | 0 | 0 | 0 | 0 | 0 | 0 | 0 | 0 | 0 | 0 | 0 | 0 | 0 | 0 | 0 | 0 | 0 | 0 | 0
0 | 0 |  |  |  | 0 | [11 empty] | 0 | 0 |  | 0 |  | 0 | [5 empty] | 0 |  | 0 |  | 0 |  | 0 |  | 0 |  | 0 |  | 0 |  | 0 |  |  | 0 | 0 | 0 |  |  | 0 | 0 | 0 | 0 | 0 | 0 | 0 | 0 | 0 | 0 | 0 | 0 | 0 | 0 | 0 | 0 | 0 | 0 | 0 | 0 | 0
0 | 0 |  |  |  | 0 | [11 empty] | 0 | 0 |  | 0 |  | 0 | [5 empty] | 0 |  | 0 |  | 0 |  | 0 |  | 0 |  | 0 |  | 0 |  | 0 |  |  | 0 | 0 | 0 |  |  | 0 | 0 | 0 | 0 | 0 | 0 | 0 | 0 | 0 | 0 | 0 | 0 | 0 | 0 | 0 | 0 | 0 | 0 | 0 | 0 | 0
0 | 0 |  |  |  | 0 | [11 empty] | 0 | 0 |  | 0 |  | 0 | [5 empty] | 0 |  | 0 |  | 0 |  | 0 |  | 0 |  | 0 |  | 0 |  | 0 |  |  | 0 | 0 | 0 |  |  | 0 | 0 | 0 | 0 | 0 | 0 | 0 | 0 | 0 | 0 | 0 | 0 | 0 | 0 | 0 | 0 | 0 | 0 | 0 | 0 | 0
0 | 0 |  |  |  | 0 | [11 empty] | 0 | 0 |  | 0 |  | 0 | [5 empty] | 0 |  | 0 |  | 0 |  | 0 |  | 0 |  | 0 |  | 0 |  | 0 |  |  | 0 | 0 | 0 |  |  | 0 | 0 | 0 | 0 | 0 | 0 | 0 | 0 | 0 | 0 | 0 | 0 | 0 | 0 | 0 | 0 | 0 | 0 | 0 | 0 | 0
0 | 0 |  |  |  | 0 | [11 empty] | 0 | 0 |  | 0 |  | 0 | [5 empty] | 0 |  | 0 |  | 0 |  | 0 |  | 0 |  | 0 |  | 0 |  | 0 |  |  | 0 | 0 | 0 |  |  | 0 | 0 | 0 | 0 | 0 | 0 | 0 | 0 | 0 | 0 | 0 | 0 | 0 | 0 | 0 | 0 | 0 | 0 | 0 | 0 | 0
0 | 0 |  |  |  | 0 | [11 empty] | 0 | 0 |  | 0 |  | 0 | [5 empty] | 0 |  | 0 |  | 0 |  | 0 |  | 0 |  | 0 |  | 0 |  | 0 |  |  | 0 | 0 | 0 |  |  | 0 | 0 | 0 | 0 | 0 | 0 | 0 | 0 | 0 | 0 | 0 | 0 | 0 | 0 | 0 | 0 | 0 | 0 | 0 | 0 | 0
0 | 0 |  |  |  | 0 | [11 empty] | 0 | 0 |  | 0 |  | 0 | [5 empty] | 0 |  | 0 |  | 0 |  | 0 |  | 0 |  | 0 |  | 0 |  | 0 |  |  | 0 | 0 | 0 |  |  | 0 | 0 | 0 | 0 | 0 | 0 | 0 | 0 | 0 | 0 | 0 | 0 | 0 | 0 | 0 | 0 | 0 | 0 | 0 | 0 | 0
0 | 0 |  |  |  | 0 | [11 empty] | 0 | 0 |  | 0 |  | 0 | [5 empty] | 0 |  | 0 |  | 0 |  | 0 |  | 0 |  | 0 |  | 0 |  | 0 |  |  | 0 | 0 | 0 |  |  | 0 | 0 | 0 | 0 | 0 | 0 | 0 | 0 | 0 | 0 | 0 | 0 | 0 | 0 | 0 | 0 | 0 | 0 | 0 | 0 | 0
0 | 0 |  |  |  | 0 | [11 empty] | 0 | 0 |  | 0 |  | 0 | [5 empty] | 0 |  | 0 |  | 0 |  | 0 |  | 0 |  | 0 |  | 0 |  | 0 |  |  | 0 | 0 | 0 |  |  | 0 | 0 | 0 | 0 | 0 | 0 | 0 | 0 | 0 | 0 | 0 | 0 | 0 | 0 | 0 | 0 | 0 | 0 | 0 | 0 | 0
0 | 0 |  |  |  | 0 | [11 empty] | 0 | 0 |  | 0 |  | 0 | [5 empty] | 0 |  | 0 |  | 0 |  | 0 |  | 0 |  | 0 |  | 0 |  | 0 |  |  | 0 | 0 | 0 |  |  | 0 | 0 | 0 | 0 | 0 | 0 | 0 | 0 | 0 | 0 | 0 | 0 | 0 | 0 | 0 | 0 | 0 | 0 | 0 | 0 | 0
0 | 0 |  |  |  | 0 | [11 empty] | 0 | 0 |  | 0 |  | 0 | [5 empty] | 0 |  | 0 |  | 0 |  | 0 |  | 0 |  | 0 |  | 0 |  | 0 |  |  | 0 | 0 | 0 |  |  | 0 | 0 | 0 | 0 | 0 | 0 | 0 | 0 | 0 | 0 | 0 | 0 | 0 | 0 | 0 | 0 | 0 | 0 | 0 | 0 | 0
0 | 0 |  |  |  | 0 | [11 empty] | 0 | 0 |  | 0 |  | 0 | [5 empty] | 0 |  | 0 |  | 0 |  | 0 |  | 0 |  | 0 |  | 0 |  | 0 |  |  | 0 | 0 | 0 |  |  | 0 | 0 | 0 | 0 | 0 | 0 | 0 | 0 | 0 | 0 | 0 | 0 | 0 | 0 | 0 | 0 | 0 | 0 | 0 | 0 | 0
0 | 0 |  |  |  | 0 | [11 empty] | 0 | 0 |  | 0 |  | 0 | [5 empty] | 0 |  | 0 |  | 0 |  | 0 |  | 0 |  | 0 |  | 0 |  | 0 |  |  | 0 | 0 | 0 |  |  | 0 | 0 | 0 | 0 | 0 | 0 | 0 | 0 | 0 | 0 | 0 | 0 | 0 | 0 | 0 | 0 | 0 | 0 | 0 | 0 | 0
0 | 0 |  |  |  | 0 | [11 empty] | 0 | 0 |  | 0 |  | 0 | [5 empty] | 0 |  | 0 |  | 0 |  | 0 |  | 0 |  | 0 |  | 0 |  | 0 |  |  | 0 | 0 | 0 |  |  | 0 | 0 | 0 | 0 | 0 | 0 | 0 | 0 | 0 | 0 | 0 | 0 | 0 | 0 | 0 | 0 | 0 | 0 | 0 | 0 | 0
0 | 0 |  |  |  | 0 | [11 empty] | 0 | 0 |  | 0 |  | 0 | [5 empty] | 0 |  | 0 |  | 0 |  | 0 |  | 0 |  | 0 |  | 0 |  | 0 |  |  | 0 | 0 | 0 |  |  | 0 | 0 | 0 | 0 | 0 | 0 | 0 | 0 | 0 | 0 | 0 | 0 | 0 | 0 | 0 | 0 | 0 | 0 | 0 | 0 | 0
0 | 0 |  |  |  | 0 | [11 empty] | 0 | 0 |  | 0 |  | 0 | [5 empty] | 0 |  | 0 |  | 0 |  | 0 |  | 0 |  | 0 |  | 0 |  | 0 |  |  | 0 | 0 | 0 |  |  | 0 | 0 | 0 | 0 | 0 | 0 | 0 | 0 | 0 | 0 | 0 | 0 | 0 | 0 | 0 | 0 | 0 | 0 | 0 | 0 | 0
0 | 0 |  |  |  | 0 | [11 empty] | 0 | 0 |  | 0 |  | 0 | [5 empty] | 0 |  | 0 |  | 0 |  | 0 |  | 0 |  | 0 |  | 0 |  | 0 |  |  | 0 | 0 | 0 |  |  | 0 | 0 | 0 | 0 | 0 | 0 | 0 | 0 | 0 | 0 | 0 | 0 | 0 | 0 | 0 | 0 | 0 | 0 | 0 | 0 | 0
0 | 0 |  |  |  | 0 | [11 empty] | 0 | 0 |  | 0 |  | 0 | [5 empty] | 0 |  | 0 |  | 0 |  | 0 |  | 0 |  | 0 |  | 0 |  | 0 |  |  | 0 | 0 | 0 |  |  | 0 | 0 | 0 | 0 | 0 | 0 | 0 | 0 | 0 | 0 | 0 | 0 | 0 | 0 | 0 | 0 | 0 | 0 | 0 | 0 | 0
0 | 0 |  |  |  | 0 | [11 empty] | 0 | 0 |  | 0 |  | 0 | [5 empty] | 0 |  | 0 |  | 0 |  | 0 |  | 0 |  | 0 |  | 0 |  | 0 |  |  | 0 | 0 | 0 |  |  | 0 | 0 | 0 | 0 | 0 | 0 | 0 | 0 | 0 | 0 | 0 | 0 | 0 | 0 | 0 | 0 | 0 | 0 | 0 | 0 | 0
0 | 0 |  |  |  | 0 | [11 empty] | 0 | 0 |  | 0 |  | 0 | [5 empty] | 0 |  | 0 |  | 0 |  | 0 |  | 0 |  | 0 |  | 0 |  | 0 |  |  | 0 | 0 | 0 |  |  | 0 | 0 | 0 | 0 | 0 | 0 | 0 | 0 | 0 | 0 | 0 | 0 | 0 | 0 | 0 | 0 | 0 | 0 | 0 | 0 | 0
0 | 0 |  |  |  | 0 | [11 empty] | 0 | 0 |  | 0 |  | 0 | [5 empty] | 0 |  | 0 |  | 0 |  | 0 |  | 0 |  | 0 |  | 0 |  | 0 |  |  | 0 | 0 | 0 |  |  | 0 | 0 | 0 | 0 | 0 | 0 | 0 | 0 | 0 | 0 | 0 | 0 | 0 | 0 | 0 | 0 | 0 | 0 | 0 | 0 | 0
0 | 0 |  |  |  | 0 | [11 empty] | 0 | 0 |  | 0 |  | 0 | [5 empty] | 0 |  | 0 |  | 0 |  | 0 |  | 0 |  | 0 |  | 0 |  | 0 |  |  | 0 | 0 | 0 |  |  | 0 | 0 | 0 | 0 | 0 | 0 | 0 | 0 | 0 | 0 | 0 | 0 | 0 | 0 | 0 | 0 | 0 | 0 | 0 | 0 | 0
0 | 0 |  |  |  | 0 | [11 empty] | 0 | 0 |  | 0 |  | 0 | [5 empty] | 0 |  | 0 |  | 0 |  | 0 |  | 0 |  | 0 |  | 0 |  | 0 |  |  | 0 | 0 | 0 |  |  | 0 | 0 | 0 | 0 | 0 | 0 | 0 | 0 | 0 | 0 | 0 | 0 | 0 | 0 | 0 | 0 | 0 | 0 | 0 | 0 | 0
0 | 0 |  |  |  | 0 | [11 empty] | 0 | 0 |  | 0 |  | 0 | [5 empty] | 0 |  | 0 |  | 0 |  | 0 |  | 0 |  | 0 |  | 0 |  | 0 |  |  | 0 | 0 | 0 |  |  | 0 | 0 | 0 | 0 | 0 | 0 | 0 | 0 | 0 | 0 | 0 | 0 | 0 | 0 | 0 | 0 | 0 | 0 | 0 | 0 | 0
0 | 0 |  |  |  | 0 | [11 empty] | 0 | 0 |  | 0 |  | 0 | [5 empty] | 0 |  | 0 |  | 0 |  | 0 |  | 0 |  | 0 |  | 0 |  | 0 |  |  | 0 | 0 | 0 |  |  | 0 | 0 | 0 | 0 | 0 | 0 | 0 | 0 | 0 | 0 | 0 | 0 | 0 | 0 | 0 | 0 | 0 | 0 | 0 | 0 | 0
0 | 0 |  |  |  | 0 | [11 empty] | 0 | 0 |  | 0 |  | 0 | [5 empty] | 0 |  | 0 |  | 0 |  | 0 |  | 0 |  | 0 |  | 0 |  | 0 |  |  | 0 | 0 | 0 |  |  | 0 | 0 | 0 | 0 | 0 | 0 | 0 | 0 | 0 | 0 | 0 | 0 | 0 | 0 | 0 | 0 | 0 | 0 | 0 | 0 | 0
0 | 0 |  |  |  | 0 | [11 empty] | 0 | 0 |  | 0 |  | 0 | [5 empty] | 0 |  | 0 |  | 0 |  | 0 |  | 0 |  | 0 |  | 0 |  | 0 |  |  | 0 | 0 | 0 |  |  | 0 | 0 | 0 | 0 | 0 | 0 | 0 | 0 | 0 | 0 | 0 | 0 | 0 | 0 | 0 | 0 | 0 | 0 | 0 | 0 | 0
0 | 0 |  |  |  | 0 | [11 empty] | 0 | 0 |  | 0 |  | 0 | [5 empty] | 0 |  | 0 |  | 0 |  | 0 |  | 0 |  | 0 |  | 0 |  | 0 |  |  | 0 | 0 | 0 |  |  | 0 | 0 | 0 | 0 | 0 | 0 | 0 | 0 | 0 | 0 | 0 | 0 | 0 | 0 | 0 | 0 | 0 | 0 | 0 | 0 | 0
0 | 0 |  |  |  | 0 | [11 empty] | 0 | 0 |  | 0 |  | 0 | [5 empty] | 0 |  | 0 |  | 0 |  | 0 |  | 0 |  | 0 |  | 0 |  | 0 |  |  | 0 | 0 | 0 |  |  | 0 | 0 | 0 | 0 | 0 | 0 | 0 | 0 | 0 | 0 | 0 | 0 | 0 | 0 | 0 | 0 | 0 | 0 | 0 | 0 | 0
0 | 0 |  |  |  | 0 | [11 empty] | 0 | 0 |  | 0 |  | 0 | [5 empty] | 0 |  | 0 |  | 0 |  | 0 |  | 0 |  | 0 |  | 0 |  | 0 |  |  | 0 | 0 | 0 |  |  | 0 | 0 | 0 | 0 | 0 | 0 | 0 | 0 | 0 | 0 | 0 | 0 | 0 | 0 | 0 | 0 | 0 | 0 | 0 | 0 | 0
0
[6 empty] | END |  | Total Price for Schedule 9 | [9 empty] | 0 |  | 0 |  | 0 | Baht |  | Baht |  | Baht |  | Baht |  | Baht |  |  | 0 | Baht |  | Baht |  | Baht |  | Baht |  |  |  |  | Baht | Baht |  |  | Baht | Baht | Baht | Baht | Baht | Baht | Baht | Baht | Baht | Baht | Baht | Baht | Baht | Baht | Baht | Baht | Baht | Baht | Baht | Baht | Baht | bar: 79 to 81
[18 empty] | 0 |  | 0 |  | 0 | [5 empty] | 0 |  | 0 |  | 0 |  | 0 |  | 0 |  | 0 |  | 0 |  | 0 |  |  |  | 0 | 0 |  |  | 0 | 0 | 0 | 0 | 0 | 0 | 0 | 0 | 0 | 0 | 0 | 0 | 0 | 0 | 0 | 0 | 0 | 0 | 0 | 0 | 0 | bar: 79 to 81
[18 empty] | 0 |  | 0 |  | 0 | [11 empty] | 0 | bar: 79 to 81
[18 empty] | 0 |  | 0 |  | 0 | [11 empty] | 0 | bar: 79 to 81
[18 empty] | 0 |  | 0 |  | 0 | [11 empty] | 0
[18 empty] | 0 |  | 0 |  | 0 | [11 empty] | 0
[18 empty] | 0 |  | 0 |  | 0 | [11 empty] | 0
[18 empty] | 0 |  | 0 |  | 0 | [11 empty] | 0
000000000000000000000000000000000000000
0000000000000000000000000000000000000000
000000000000000000000
[8 empty] | 0 | 0 |  |  |  |  | 0000000000000000000000000000000000000000000000000000000000000000000000000000000000000000000000000000
[8 empty] | 0 | 0
[8 empty] | 0 | 0
[8 empty] | 0 | 0
[8 empty] | 0 | 0
[8 empty] | 0 | 0
[8 empty] | 0 | 0
[8 empty] | 0 | 0
[8 empty] | 0 | 0
[8 empty] | 0 | 0
[8 empty] | 0 | 0
[8 empty] | 0 | 0
[8 empty] | 0 | 0
[8 empty] | 0 | 0
[8 empty] | 0 | 0
[8 empty] | 0 | 0
[8 empty] | 0 | 0
[8 empty] | 0 | 0
[8 empty] | 0 | 0
[8 empty] | 0 | 0
[8 empty] | 0 | 0
[8 empty] | 0 | 0
[8 empty] | 0 | 0
[8 empty] | 0 | 0
[8 empty] | 0 | 0
[8 empty] | 0 | 0
[8 empty] | 0 | 0
[8 empty] | 0 | 0
[8 empty] | 0 | 0
[8 empty] | 0 | 0
[8 empty] | 0 | 0
[8 empty] | 0 | 0
[8 empty] | 0 | 0
[8 empty] | 0 | 0
[8 empty] | 0 | 0
[8 empty] | 0 | 0
[8 empty] | 0 | 0
[8 empty] | 0 | 0
[8 empty] | 0 | 0
[8 empty] | 0 | 0
[8 empty] | 0 | 0
[8 empty] | 0 | 0
[8 empty] | 0 | 0
[8 empty] | 0 | 0
[8 empty] | 0 | 0
[8 empty] | 0 | 0
[8 empty] | 0 | 0
[8 empty] | 0 | 0
[8 empty] | 0 | 0
[8 empty] | 0 | 0
[8 empty] | 0 | 0
[8 empty] | 0 | 0
[8 empty] | 0 | 0
[8 empty] | 0 | 0
[8 empty] | 0 | 0
[8 empty] | 0 | 0
[8 empty] | 0 | 0
[8 empty] | 0 | 0
[8 empty] | 0 | 0
[8 empty] | 0 | 0
[8 empty] | 0 | 0
[8 empty] | 0 | 0
[8 empty] | 0 | 0
[8 empty] | 0 | 0
[8 empty] | 0 | 0
[8 empty] | 0 | 0
[8 empty] | 0 | 0
[8 empty] | 0 | 0
[8 empty] | 0 | 0
[8 empty] | 0 | 0
[8 empty] | 0 | 0
[8 empty] | 0 | 0
[8 empty] | 0 | 0
[8 empty] | 0 | 0
[8 empty] | 0 | 0
[8 empty] | 0 | 0
[8 empty] | 0 | 0
[8 empty] | 0 | 0
[8 empty] | 0 | 0
[8 empty] | 0 | 0
[8 empty] | 0 | 0
[8 empty] | 0 | 0
[8 empty] | 0 | 0
[8 empty] | 0 | 0
[8 empty] | 0 | 0
[8 empty] | 0 | 0
[8 empty] | 0 | 0
[8 empty] | 0 | 0
[8 empty] | 0 | 0
[8 empty] | 0 | 0
[8 empty] | 0 | 0
[8 empty] | 0 | 0
[8 empty] | 0 | 0
[8 empty] | 0 | 0
[8 empty] | 0 | 0
[8 empty] | 0 | 0
[8 empty] | 0 | 0
[8 empty] | 0 | 0
[8 empty] | 0 | 0
[8 empty] | 0 | 0

## Sch 10 (hidden)
INVITATION TO BID NO. VKS1-SWG-01
Schedule 10 :
[77 empty] | 79 | 80 | 81 | 82 | 83 | 84 | 85 | 86 | 87 | 88 | 89 | 90 | 91 | 92 | 93 | 94 | 95 | 96 | 97 | 98 | 99 | 100 | 101 | 102 | 103 | 104 | 105 | 106 | 107 | 108 | 109 | 110 | 111 | 112 | 113 | 114 | 115 | 116 | 117 | 118 | 119 | 120 | 121 | 122 | 123 | 124 | 125 | 126 | 127 | 128
[8 empty] | SUPPLY OF 115 KV COMPACT SWITCHGEAR | [62 empty] | 72 | 73 | 75 | 76 | 77 | 78 | 82: Breakdown per Item :
[8 empty] | TRANSMISSION SYSTEM FOR HYDRO-FLOATING SOLAR HYBRID PROJECT VAJIRALONGKORN DAM UNIT 1 | [68 empty] | 82: Schedule :
System :
Job No. | Substation | Delivery Required by EGAT |  |  |  | Material group | Code No. | Item No. | Description | Short Description | Drawing No. / Reference No. | Qty. | Unit | Currency | Supply of Equipment |  |  |  | Supply of Equipment |  | Supply of Equipment |  | Supply of Equipment |  |  |  | Supply of Equipment |  | Supply of Equipment |  | Supply of Equipment |  | Foreign Currency |  | Local Currency |  | Local Transportation |  | Local Transportation, Construction and Installation |  | Purchase Price Offered for Dismantled Equipment |  | Plant |  | UOM | [25 empty] | Irrelevant | Incoterm | Account Assignment | Cost Object | Fund Center |  | 105: CFR Thai Port; 107: CIF Thai Port; 109: DDP EGAT 's Store; 111: Local Transportation; 113: Custom Clearance; 115: DDP EGAT 's Store; 117: Ex-works Price; 119: Local Transportation; 121: Foreign Currency; 123: Local Currency; 125: Local Transportation to EGAT 's Store; 127: Local Transportation, Construction and Installation | Long Description | Short Description
|  | (with in months after receipt of the notification of award) | [12 empty] | Foreign Supply |  |  |  | Foreign Supply |  | Foreign Supply |  | Foreign Supply | [5 empty] | Local Supply |  | Local Supply | [16 empty] | Preference | % Import Duty | Preference | CFR Price | CIF Price | Foreign Currency | Ex-works Price | Local Currency | Local Transportation | Local Transportation, | Marine Insurance Price | Customs Clearance | Import Duty Price | VAT for Imported Equipment | VAT for Import Duty | VAT for | VAT for Ex-works Price | VAT for | VAT for | VAT for Transportation, Construction and Installation | Foreign | Local | Evaluation Price | [6 empty] | 115: ( excluding VAT ); 117: ( excluding VAT )
[5 empty] | Completion Date | [9 empty] | FOB Vessel | Cost of | CFR Thai Port |  | CIF Thai Port |  | DDP EGAT 's Store |  | Local Transportation |  | Custom Clearance |  | DDP EGAT 's Store |  | Ex-works Price |  | Local Transportation | [12 empty] | Breakdown tab |  | Proposed Price | Evaluation Price | Status | [7 empty] | to EGAT 's Store | Construction and | [5 empty] | Foreign Currency |  | Local Currency | Local Transportation |  | Price Adjustment | Price Adjustment | [7 empty] | 104: Incoterm; 105: CFR; 107: CIF; 109: DDP; 111: ZTF; 113: ZCC; 115: DDP; 117: EXW; 119: ZTL; 125: ZTT; 127: ZCN
|  | CFR Thai Port | DDP or EGAT's Store | Ex-works | [11 empty] | Transportation | [10 empty] | ( excluding VAT ) |  | ( excluding VAT ) |  | ( excluding VAT ) |  |  |  | ( excluding VAT ) |  | ( excluding VAT ) |  | ( excluding VAT ) |  | ( including VAT ) | [15 empty] | Installation | [%Insure(110%(CFR))] | [%Custom(CIF)] | [%Import Duty(CIF)] | [ %VAT(CFR/CIF) ] | [ %VAT( Import Duty) ] | [ %VAT(Foreign Currency) ] | [ %VAT(Ex-works Price) ] | [ %VAT(Local Currency) ] | to EGAT 's Store | [10 empty] | 104: Material group; 111: SV-TRN-MT; 113: SV-CTM; 119: SV-TRN-MT; 125: SV-TRN-MT; 127: SV-CVL
[16 empty] | to Thai Port | [6 empty] | Baht |  | Baht |  | Baht |  | Baht |  | Baht |  |  |  | Baht |  | Baht |  | Baht |  | Baht |  |  |  |  | Baht | Baht |  |  | Baht | Baht | Baht | Baht | Baht | Baht | Baht | Baht | Baht | Baht | Baht | Baht | Baht | Baht | Baht | Baht | Baht | Baht | Baht | Baht | Baht
|  | (month) | (month) | (month) | (month) | [9 empty] | Unit Price | Unit Price | Unit Price | Amount | Unit Price | Amount | Unit Price | Amount | Unit Price | Amount | Unit Price | Amount | Unit Price | Amount | Unit Price | Amount | Unit Price | Amount | Unit Price | Amount | Unit Price | Amount | Unit Price | Amount | Unit Price | Amount | Unit Price | Amount | [5 empty] | (Y/N) | (IPDTY) | (PRF) | (CFR) | (CIF) | (FC) | (EW) | (LC) | (LT) | (TCI) | (MI) | (CC) | ( IDP) | (VATIE) | (VATID) | (VATFC) | (VATEW) | (VATLC) | (VATLT) | (VATTCI) | (FPA) | (LPA) | (EVAPR)
0 | 0 |  |  |  | 0 | [11 empty] | 0 | 0 |  | 0 |  | 0 | [5 empty] | 0 |  | 0 |  | 0 |  | 0 |  | 0 |  | 0 |  | 0 |  | 0 |  |  | 0 | 0 | 0 |  |  | 0 | 0 | 0 | 0 | 0 | 0 | 0 | 0 | 0 | 0 | 0 | 0 | 0 | 0 | 0 | 0 | 0 | 0 | 0 | 0 | 0
0 | 0 |  |  |  | 0 | [11 empty] | 0 | 0 |  | 0 |  | 0 | [5 empty] | 0 |  | 0 |  | 0 |  | 0 |  | 0 |  | 0 |  | 0 |  | 0 |  |  | 0 | 0 | 0 |  |  | 0 | 0 | 0 | 0 | 0 | 0 | 0 | 0 | 0 | 0 | 0 | 0 | 0 | 0 | 0 | 0 | 0 | 0 | 0 | 0 | 0
0 | 0 |  |  |  | 0 | [11 empty] | 0 | 0 |  | 0 |  | 0 | [5 empty] | 0 |  | 0 |  | 0 |  | 0 |  | 0 |  | 0 |  | 0 |  | 0 |  |  | 0 | 0 | 0 |  |  | 0 | 0 | 0 | 0 | 0 | 0 | 0 | 0 | 0 | 0 | 0 | 0 | 0 | 0 | 0 | 0 | 0 | 0 | 0 | 0 | 0
0 | 0 |  |  |  | 0 | [11 empty] | 0 | 0 |  | 0 |  | 0 | [5 empty] | 0 |  | 0 |  | 0 |  | 0 |  | 0 |  | 0 |  | 0 |  | 0 |  |  | 0 | 0 | 0 |  |  | 0 | 0 | 0 | 0 | 0 | 0 | 0 | 0 | 0 | 0 | 0 | 0 | 0 | 0 | 0 | 0 | 0 | 0 | 0 | 0 | 0
0 | 0 |  |  |  | 0 | [11 empty] | 0 | 0 |  | 0 |  | 0 | [5 empty] | 0 |  | 0 |  | 0 |  | 0 |  | 0 |  | 0 |  | 0 |  | 0 |  |  | 0 | 0 | 0 |  |  | 0 | 0 | 0 | 0 | 0 | 0 | 0 | 0 | 0 | 0 | 0 | 0 | 0 | 0 | 0 | 0 | 0 | 0 | 0 | 0 | 0
0 | 0 |  |  |  | 0 | [11 empty] | 0 | 0 |  | 0 |  | 0 | [5 empty] | 0 |  | 0 |  | 0 |  | 0 |  | 0 |  | 0 |  | 0 |  | 0 |  |  | 0 | 0 | 0 |  |  | 0 | 0 | 0 | 0 | 0 | 0 | 0 | 0 | 0 | 0 | 0 | 0 | 0 | 0 | 0 | 0 | 0 | 0 | 0 | 0 | 0
0 | 0 |  |  |  | 0 | [11 empty] | 0 | 0 |  | 0 |  | 0 | [5 empty] | 0 |  | 0 |  | 0 |  | 0 |  | 0 |  | 0 |  | 0 |  | 0 |  |  | 0 | 0 | 0 |  |  | 0 | 0 | 0 | 0 | 0 | 0 | 0 | 0 | 0 | 0 | 0 | 0 | 0 | 0 | 0 | 0 | 0 | 0 | 0 | 0 | 0
0 | 0 |  |  |  | 0 | [11 empty] | 0 | 0 |  | 0 |  | 0 | [5 empty] | 0 |  | 0 |  | 0 |  | 0 |  | 0 |  | 0 |  | 0 |  | 0 |  |  | 0 | 0 | 0 |  |  | 0 | 0 | 0 | 0 | 0 | 0 | 0 | 0 | 0 | 0 | 0 | 0 | 0 | 0 | 0 | 0 | 0 | 0 | 0 | 0 | 0
0 | 0 |  |  |  | 0 | [11 empty] | 0 | 0 |  | 0 |  | 0 | [5 empty] | 0 |  | 0 |  | 0 |  | 0 |  | 0 |  | 0 |  | 0 |  | 0 |  |  | 0 | 0 | 0 |  |  | 0 | 0 | 0 | 0 | 0 | 0 | 0 | 0 | 0 | 0 | 0 | 0 | 0 | 0 | 0 | 0 | 0 | 0 | 0 | 0 | 0
0 | 0 |  |  |  | 0 | [11 empty] | 0 | 0 |  | 0 |  | 0 | [5 empty] | 0 |  | 0 |  | 0 |  | 0 |  | 0 |  | 0 |  | 0 |  | 0 |  |  | 0 | 0 | 0 |  |  | 0 | 0 | 0 | 0 | 0 | 0 | 0 | 0 | 0 | 0 | 0 | 0 | 0 | 0 | 0 | 0 | 0 | 0 | 0 | 0 | 0
0 | 0 |  |  |  | 0 | [11 empty] | 0 | 0 |  | 0 |  | 0 | [5 empty] | 0 |  | 0 |  | 0 |  | 0 |  | 0 |  | 0 |  | 0 |  | 0 |  |  | 0 | 0 | 0 |  |  | 0 | 0 | 0 | 0 | 0 | 0 | 0 | 0 | 0 | 0 | 0 | 0 | 0 | 0 | 0 | 0 | 0 | 0 | 0 | 0 | 0
0 | 0 |  |  |  | 0 | [11 empty] | 0 | 0 |  | 0 |  | 0 | [5 empty] | 0 |  | 0 |  | 0 |  | 0 |  | 0 |  | 0 |  | 0 |  | 0 |  |  | 0 | 0 | 0 |  |  | 0 | 0 | 0 | 0 | 0 | 0 | 0 | 0 | 0 | 0 | 0 | 0 | 0 | 0 | 0 | 0 | 0 | 0 | 0 | 0 | 0
0 | 0 |  |  |  | 0 | [11 empty] | 0 | 0 |  | 0 |  | 0 | [5 empty] | 0 |  | 0 |  | 0 |  | 0 |  | 0 |  | 0 |  | 0 |  | 0 |  |  | 0 | 0 | 0 |  |  | 0 | 0 | 0 | 0 | 0 | 0 | 0 | 0 | 0 | 0 | 0 | 0 | 0 | 0 | 0 | 0 | 0 | 0 | 0 | 0 | 0
0 | 0 |  |  |  | 0 | [11 empty] | 0 | 0 |  | 0 |  | 0 | [5 empty] | 0 |  | 0 |  | 0 |  | 0 |  | 0 |  | 0 |  | 0 |  | 0 |  |  | 0 | 0 | 0 |  |  | 0 | 0 | 0 | 0 | 0 | 0 | 0 | 0 | 0 | 0 | 0 | 0 | 0 | 0 | 0 | 0 | 0 | 0 | 0 | 0 | 0
0 | 0 |  |  |  | 0 | [11 empty] | 0 | 0 |  | 0 |  | 0 | [5 empty] | 0 |  | 0 |  | 0 |  | 0 |  | 0 |  | 0 |  | 0 |  | 0 |  |  | 0 | 0 | 0 |  |  | 0 | 0 | 0 | 0 | 0 | 0 | 0 | 0 | 0 | 0 | 0 | 0 | 0 | 0 | 0 | 0 | 0 | 0 | 0 | 0 | 0
0 | 0 |  |  |  | 0 | [11 empty] | 0 | 0 |  | 0 |  | 0 | [5 empty] | 0 |  | 0 |  | 0 |  | 0 |  | 0 |  | 0 |  | 0 |  | 0 |  |  | 0 | 0 | 0 |  |  | 0 | 0 | 0 | 0 | 0 | 0 | 0 | 0 | 0 | 0 | 0 | 0 | 0 | 0 | 0 | 0 | 0 | 0 | 0 | 0 | 0
0 | 0 |  |  |  | 0 | [11 empty] | 0 | 0 |  | 0 |  | 0 | [5 empty] | 0 |  | 0 |  | 0 |  | 0 |  | 0 |  | 0 |  | 0 |  | 0 |  |  | 0 | 0 | 0 |  |  | 0 | 0 | 0 | 0 | 0 | 0 | 0 | 0 | 0 | 0 | 0 | 0 | 0 | 0 | 0 | 0 | 0 | 0 | 0 | 0 | 0
0 | 0 |  |  |  | 0 | [11 empty] | 0 | 0 |  | 0 |  | 0 | [5 empty] | 0 |  | 0 |  | 0 |  | 0 |  | 0 |  | 0 |  | 0 |  | 0 |  |  | 0 | 0 | 0 |  |  | 0 | 0 | 0 | 0 | 0 | 0 | 0 | 0 | 0 | 0 | 0 | 0 | 0 | 0 | 0 | 0 | 0 | 0 | 0 | 0 | 0
0 | 0 |  |  |  | 0 | [11 empty] | 0 | 0 |  | 0 |  | 0 | [5 empty] | 0 |  | 0 |  | 0 |  | 0 |  | 0 |  | 0 |  | 0 |  | 0 |  |  | 0 | 0 | 0 |  |  | 0 | 0 | 0 | 0 | 0 | 0 | 0 | 0 | 0 | 0 | 0 | 0 | 0 | 0 | 0 | 0 | 0 | 0 | 0 | 0 | 0
0 | 0 |  |  |  | 0 | [11 empty] | 0 | 0 |  | 0 |  | 0 | [5 empty] | 0 |  | 0 |  | 0 |  | 0 |  | 0 |  | 0 |  | 0 |  | 0 |  |  | 0 | 0 | 0 |  |  | 0 | 0 | 0 | 0 | 0 | 0 | 0 | 0 | 0 | 0 | 0 | 0 | 0 | 0 | 0 | 0 | 0 | 0 | 0 | 0 | 0
0 | 0 |  |  |  | 0 | [11 empty] | 0 | 0 |  | 0 |  | 0 | [5 empty] | 0 |  | 0 |  | 0 |  | 0 |  | 0 |  | 0 |  | 0 |  | 0 |  |  | 0 | 0 | 0 |  |  | 0 | 0 | 0 | 0 | 0 | 0 | 0 | 0 | 0 | 0 | 0 | 0 | 0 | 0 | 0 | 0 | 0 | 0 | 0 | 0 | 0
0 | 0 |  |  |  | 0 | [11 empty] | 0 | 0 |  | 0 |  | 0 | [5 empty] | 0 |  | 0 |  | 0 |  | 0 |  | 0 |  | 0 |  | 0 |  | 0 |  |  | 0 | 0 | 0 |  |  | 0 | 0 | 0 | 0 | 0 | 0 | 0 | 0 | 0 | 0 | 0 | 0 | 0 | 0 | 0 | 0 | 0 | 0 | 0 | 0 | 0
0 | 0 |  |  |  | 0 | [11 empty] | 0 | 0 |  | 0 |  | 0 | [5 empty] | 0 |  | 0 |  | 0 |  | 0 |  | 0 |  | 0 |  | 0 |  | 0 |  |  | 0 | 0 | 0 |  |  | 0 | 0 | 0 | 0 | 0 | 0 | 0 | 0 | 0 | 0 | 0 | 0 | 0 | 0 | 0 | 0 | 0 | 0 | 0 | 0 | 0
0 | 0 |  |  |  | 0 | [11 empty] | 0 | 0 |  | 0 |  | 0 | [5 empty] | 0 |  | 0 |  | 0 |  | 0 |  | 0 |  | 0 |  | 0 |  | 0 |  |  | 0 | 0 | 0 |  |  | 0 | 0 | 0 | 0 | 0 | 0 | 0 | 0 | 0 | 0 | 0 | 0 | 0 | 0 | 0 | 0 | 0 | 0 | 0 | 0 | 0
0 | 0 |  |  |  | 0 | [11 empty] | 0 | 0 |  | 0 |  | 0 | [5 empty] | 0 |  | 0 |  | 0 |  | 0 |  | 0 |  | 0 |  | 0 |  | 0 |  |  | 0 | 0 | 0 |  |  | 0 | 0 | 0 | 0 | 0 | 0 | 0 | 0 | 0 | 0 | 0 | 0 | 0 | 0 | 0 | 0 | 0 | 0 | 0 | 0 | 0
0 | 0 |  |  |  | 0 | [11 empty] | 0 | 0 |  | 0 |  | 0 | [5 empty] | 0 |  | 0 |  | 0 |  | 0 |  | 0 |  | 0 |  | 0 |  | 0 |  |  | 0 | 0 | 0 |  |  | 0 | 0 | 0 | 0 | 0 | 0 | 0 | 0 | 0 | 0 | 0 | 0 | 0 | 0 | 0 | 0 | 0 | 0 | 0 | 0 | 0
0 | 0 |  |  |  | 0 | [11 empty] | 0 | 0 |  | 0 |  | 0 | [5 empty] | 0 |  | 0 |  | 0 |  | 0 |  | 0 |  | 0 |  | 0 |  | 0 |  |  | 0 | 0 | 0 |  |  | 0 | 0 | 0 | 0 | 0 | 0 | 0 | 0 | 0 | 0 | 0 | 0 | 0 | 0 | 0 | 0 | 0 | 0 | 0 | 0 | 0
0 | 0 |  |  |  | 0 | [11 empty] | 0 | 0 |  | 0 |  | 0 | [5 empty] | 0 |  | 0 |  | 0 |  | 0 |  | 0 |  | 0 |  | 0 |  | 0 |  |  | 0 | 0 | 0 |  |  | 0 | 0 | 0 | 0 | 0 | 0 | 0 | 0 | 0 | 0 | 0 | 0 | 0 | 0 | 0 | 0 | 0 | 0 | 0 | 0 | 0
0 | 0 |  |  |  | 0 | [11 empty] | 0 | 0 |  | 0 |  | 0 | [5 empty] | 0 |  | 0 |  | 0 |  | 0 |  | 0 |  | 0 |  | 0 |  | 0 |  |  | 0 | 0 | 0 |  |  | 0 | 0 | 0 | 0 | 0 | 0 | 0 | 0 | 0 | 0 | 0 | 0 | 0 | 0 | 0 | 0 | 0 | 0 | 0 | 0 | 0
0 | 0 |  |  |  | 0 | [11 empty] | 0 | 0 |  | 0 |  | 0 | [5 empty] | 0 |  | 0 |  | 0 |  | 0 |  | 0 |  | 0 |  | 0 |  | 0 |  |  | 0 | 0 | 0 |  |  | 0 | 0 | 0 | 0 | 0 | 0 | 0 | 0 | 0 | 0 | 0 | 0 | 0 | 0 | 0 | 0 | 0 | 0 | 0 | 0 | 0
0 | 0 |  |  |  | 0 | [11 empty] | 0 | 0 |  | 0 |  | 0 | [5 empty] | 0 |  | 0 |  | 0 |  | 0 |  | 0 |  | 0 |  | 0 |  | 0 |  |  | 0 | 0 | 0 |  |  | 0 | 0 | 0 | 0 | 0 | 0 | 0 | 0 | 0 | 0 | 0 | 0 | 0 | 0 | 0 | 0 | 0 | 0 | 0 | 0 | 0
0 | 0 |  |  |  | 0 | [11 empty] | 0 | 0 |  | 0 |  | 0 | [5 empty] | 0 |  | 0 |  | 0 |  | 0 |  | 0 |  | 0 |  | 0 |  | 0 |  |  | 0 | 0 | 0 |  |  | 0 | 0 | 0 | 0 | 0 | 0 | 0 | 0 | 0 | 0 | 0 | 0 | 0 | 0 | 0 | 0 | 0 | 0 | 0 | 0 | 0
0 | 0 |  |  |  | 0 | [11 empty] | 0 | 0 |  | 0 |  | 0 | [5 empty] | 0 |  | 0 |  | 0 |  | 0 |  | 0 |  | 0 |  | 0 |  | 0 |  |  | 0 | 0 | 0 |  |  | 0 | 0 | 0 | 0 | 0 | 0 | 0 | 0 | 0 | 0 | 0 | 0 | 0 | 0 | 0 | 0 | 0 | 0 | 0 | 0 | 0
0 | 0 |  |  |  | 0 | [11 empty] | 0 | 0 |  | 0 |  | 0 | [5 empty] | 0 |  | 0 |  | 0 |  | 0 |  | 0 |  | 0 |  | 0 |  | 0 |  |  | 0 | 0 | 0 |  |  | 0 | 0 | 0 | 0 | 0 | 0 | 0 | 0 | 0 | 0 | 0 | 0 | 0 | 0 | 0 | 0 | 0 | 0 | 0 | 0 | 0
0 | 0 |  |  |  | 0 | [11 empty] | 0 | 0 |  | 0 |  | 0 | [5 empty] | 0 |  | 0 |  | 0 |  | 0 |  | 0 |  | 0 |  | 0 |  | 0 |  |  | 0 | 0 | 0 |  |  | 0 | 0 | 0 | 0 | 0 | 0 | 0 | 0 | 0 | 0 | 0 | 0 | 0 | 0 | 0 | 0 | 0 | 0 | 0 | 0 | 0
0 | 0 |  |  |  | 0 | [11 empty] | 0 | 0 |  | 0 |  | 0 | [5 empty] | 0 |  | 0 |  | 0 |  | 0 |  | 0 |  | 0 |  | 0 |  | 0 |  |  | 0 | 0 | 0 |  |  | 0 | 0 | 0 | 0 | 0 | 0 | 0 | 0 | 0 | 0 | 0 | 0 | 0 | 0 | 0 | 0 | 0 | 0 | 0 | 0 | 0
0 | 0 |  |  |  | 0 | [11 empty] | 0 | 0 |  | 0 |  | 0 | [5 empty] | 0 |  | 0 |  | 0 |  | 0 |  | 0 |  | 0 |  | 0 |  | 0 |  |  | 0 | 0 | 0 |  |  | 0 | 0 | 0 | 0 | 0 | 0 | 0 | 0 | 0 | 0 | 0 | 0 | 0 | 0 | 0 | 0 | 0 | 0 | 0 | 0 | 0
0 | 0 |  |  |  | 0 | [11 empty] | 0 | 0 |  | 0 |  | 0 | [5 empty] | 0 |  | 0 |  | 0 |  | 0 |  | 0 |  | 0 |  | 0 |  | 0 |  |  | 0 | 0 | 0 |  |  | 0 | 0 | 0 | 0 | 0 | 0 | 0 | 0 | 0 | 0 | 0 | 0 | 0 | 0 | 0 | 0 | 0 | 0 | 0 | 0 | 0
0 | 0 |  |  |  | 0 | [11 empty] | 0 | 0 |  | 0 |  | 0 | [5 empty] | 0 |  | 0 |  | 0 |  | 0 |  | 0 |  | 0 |  | 0 |  | 0 |  |  | 0 | 0 | 0 |  |  | 0 | 0 | 0 | 0 | 0 | 0 | 0 | 0 | 0 | 0 | 0 | 0 | 0 | 0 | 0 | 0 | 0 | 0 | 0 | 0 | 0
0 | 0 |  |  |  | 0 | [11 empty] | 0 | 0 |  | 0 |  | 0 | [5 empty] | 0 |  | 0 |  | 0 |  | 0 |  | 0 |  | 0 |  | 0 |  | 0 |  |  | 0 | 0 | 0 |  |  | 0 | 0 | 0 | 0 | 0 | 0 | 0 | 0 | 0 | 0 | 0 | 0 | 0 | 0 | 0 | 0 | 0 | 0 | 0 | 0 | 0
0 | 0 |  |  |  | 0 | [11 empty] | 0 | 0 |  | 0 |  | 0 | [5 empty] | 0 |  | 0 |  | 0 |  | 0 |  | 0 |  | 0 |  | 0 |  | 0 |  |  | 0 | 0 | 0 |  |  | 0 | 0 | 0 | 0 | 0 | 0 | 0 | 0 | 0 | 0 | 0 | 0 | 0 | 0 | 0 | 0 | 0 | 0 | 0 | 0 | 0
0 | 0 |  |  |  | 0 | [11 empty] | 0 | 0 |  | 0 |  | 0 | [5 empty] | 0 |  | 0 |  | 0 |  | 0 |  | 0 |  | 0 |  | 0 |  | 0 |  |  | 0 | 0 | 0 |  |  | 0 | 0 | 0 | 0 | 0 | 0 | 0 | 0 | 0 | 0 | 0 | 0 | 0 | 0 | 0 | 0 | 0 | 0 | 0 | 0 | 0
0 | 0 |  |  |  | 0 | [11 empty] | 0 | 0 |  | 0 |  | 0 | [5 empty] | 0 |  | 0 |  | 0 |  | 0 |  | 0 |  | 0 |  | 0 |  | 0 |  |  | 0 | 0 | 0 |  |  | 0 | 0 | 0 | 0 | 0 | 0 | 0 | 0 | 0 | 0 | 0 | 0 | 0 | 0 | 0 | 0 | 0 | 0 | 0 | 0 | 0
0 | 0 |  |  |  | 0 | [11 empty] | 0 | 0 |  | 0 |  | 0 | [5 empty] | 0 |  | 0 |  | 0 |  | 0 |  | 0 |  | 0 |  | 0 |  | 0 |  |  | 0 | 0 | 0 |  |  | 0 | 0 | 0 | 0 | 0 | 0 | 0 | 0 | 0 | 0 | 0 | 0 | 0 | 0 | 0 | 0 | 0 | 0 | 0 | 0 | 0
0 | 0 |  |  |  | 0 | [11 empty] | 0 | 0 |  | 0 |  | 0 | [5 empty] | 0 |  | 0 |  | 0 |  | 0 |  | 0 |  | 0 |  | 0 |  | 0 |  |  | 0 | 0 | 0 |  |  | 0 | 0 | 0 | 0 | 0 | 0 | 0 | 0 | 0 | 0 | 0 | 0 | 0 | 0 | 0 | 0 | 0 | 0 | 0 | 0 | 0
0 | 0 |  |  |  | 0 | [11 empty] | 0 | 0 |  | 0 |  | 0 | [5 empty] | 0 |  | 0 |  | 0 |  | 0 |  | 0 |  | 0 |  | 0 |  | 0 |  |  | 0 | 0 | 0 |  |  | 0 | 0 | 0 | 0 | 0 | 0 | 0 | 0 | 0 | 0 | 0 | 0 | 0 | 0 | 0 | 0 | 0 | 0 | 0 | 0 | 0
0 | 0 |  |  |  | 0 | [11 empty] | 0 | 0 |  | 0 |  | 0 | [5 empty] | 0 |  | 0 |  | 0 |  | 0 |  | 0 |  | 0 |  | 0 |  | 0 |  |  | 0 | 0 | 0 |  |  | 0 | 0 | 0 | 0 | 0 | 0 | 0 | 0 | 0 | 0 | 0 | 0 | 0 | 0 | 0 | 0 | 0 | 0 | 0 | 0 | 0
0 | 0 |  |  |  | 0 | [11 empty] | 0 | 0 |  | 0 |  | 0 | [5 empty] | 0 |  | 0 |  | 0 |  | 0 |  | 0 |  | 0 |  | 0 |  | 0 |  |  | 0 | 0 | 0 |  |  | 0 | 0 | 0 | 0 | 0 | 0 | 0 | 0 | 0 | 0 | 0 | 0 | 0 | 0 | 0 | 0 | 0 | 0 | 0 | 0 | 0
0 | 0 |  |  |  | 0 | [11 empty] | 0 | 0 |  | 0 |  | 0 | [5 empty] | 0 |  | 0 |  | 0 |  | 0 |  | 0 |  | 0 |  | 0 |  | 0 |  |  | 0 | 0 | 0 |  |  | 0 | 0 | 0 | 0 | 0 | 0 | 0 | 0 | 0 | 0 | 0 | 0 | 0 | 0 | 0 | 0 | 0 | 0 | 0 | 0 | 0
0 | 0 |  |  |  | 0 | [11 empty] | 0 | 0 |  | 0 |  | 0 | [5 empty] | 0 |  | 0 |  | 0 |  | 0 |  | 0 |  | 0 |  | 0 |  | 0 |  |  | 0 | 0 | 0 |  |  | 0 | 0 | 0 | 0 | 0 | 0 | 0 | 0 | 0 | 0 | 0 | 0 | 0 | 0 | 0 | 0 | 0 | 0 | 0 | 0 | 0
0 | 0 |  |  |  | 0 | [11 empty] | 0 | 0 |  | 0 |  | 0 | [5 empty] | 0 |  | 0 |  | 0 |  | 0 |  | 0 |  | 0 |  | 0 |  | 0 |  |  | 0 | 0 | 0 |  |  | 0 | 0 | 0 | 0 | 0 | 0 | 0 | 0 | 0 | 0 | 0 | 0 | 0 | 0 | 0 | 0 | 0 | 0 | 0 | 0 | 0
0 | 0 |  |  |  | 0 | [11 empty] | 0 | 0 |  | 0 |  | 0 | [5 empty] | 0 |  | 0 |  | 0 |  | 0 |  | 0 |  | 0 |  | 0 |  | 0 |  |  | 0 | 0 | 0 |  |  | 0 | 0 | 0 | 0 | 0 | 0 | 0 | 0 | 0 | 0 | 0 | 0 | 0 | 0 | 0 | 0 | 0 | 0 | 0 | 0 | 0
0 | 0 |  |  |  | 0 | [11 empty] | 0 | 0 |  | 0 |  | 0 | [5 empty] | 0 |  | 0 |  | 0 |  | 0 |  | 0 |  | 0 |  | 0 |  | 0 |  |  | 0 | 0 | 0 |  |  | 0 | 0 | 0 | 0 | 0 | 0 | 0 | 0 | 0 | 0 | 0 | 0 | 0 | 0 | 0 | 0 | 0 | 0 | 0 | 0 | 0
0 | 0 |  |  |  | 0 | [11 empty] | 0 | 0 |  | 0 |  | 0 | [5 empty] | 0 |  | 0 |  | 0 |  | 0 |  | 0 |  | 0 |  | 0 |  | 0 |  |  | 0 | 0 | 0 |  |  | 0 | 0 | 0 | 0 | 0 | 0 | 0 | 0 | 0 | 0 | 0 | 0 | 0 | 0 | 0 | 0 | 0 | 0 | 0 | 0 | 0
0 | 0 |  |  |  | 0 | [11 empty] | 0 | 0 |  | 0 |  | 0 | [5 empty] | 0 |  | 0 |  | 0 |  | 0 |  | 0 |  | 0 |  | 0 |  | 0 |  |  | 0 | 0 | 0 |  |  | 0 | 0 | 0 | 0 | 0 | 0 | 0 | 0 | 0 | 0 | 0 | 0 | 0 | 0 | 0 | 0 | 0 | 0 | 0 | 0 | 0
0 | 0 |  |  |  | 0 | [11 empty] | 0 | 0 |  | 0 |  | 0 | [5 empty] | 0 |  | 0 |  | 0 |  | 0 |  | 0 |  | 0 |  | 0 |  | 0 |  |  | 0 | 0 | 0 |  |  | 0 | 0 | 0 | 0 | 0 | 0 | 0 | 0 | 0 | 0 | 0 | 0 | 0 | 0 | 0 | 0 | 0 | 0 | 0 | 0 | 0
0 | 0 |  |  |  | 0 | [11 empty] | 0 | 0 |  | 0 |  | 0 | [5 empty] | 0 |  | 0 |  | 0 |  | 0 |  | 0 |  | 0 |  | 0 |  | 0 |  |  | 0 | 0 | 0 |  |  | 0 | 0 | 0 | 0 | 0 | 0 | 0 | 0 | 0 | 0 | 0 | 0 | 0 | 0 | 0 | 0 | 0 | 0 | 0 | 0 | 0
0 | 0 |  |  |  | 0 | [11 empty] | 0 | 0 |  | 0 |  | 0 | [5 empty] | 0 |  | 0 |  | 0 |  | 0 |  | 0 |  | 0 |  | 0 |  | 0 |  |  | 0 | 0 | 0 |  |  | 0 | 0 | 0 | 0 | 0 | 0 | 0 | 0 | 0 | 0 | 0 | 0 | 0 | 0 | 0 | 0 | 0 | 0 | 0 | 0 | 0
0 | 0 |  |  |  | 0 | [11 empty] | 0 | 0 |  | 0 |  | 0 | [5 empty] | 0 |  | 0 |  | 0 |  | 0 |  | 0 |  | 0 |  | 0 |  | 0 |  |  | 0 | 0 | 0 |  |  | 0 | 0 | 0 | 0 | 0 | 0 | 0 | 0 | 0 | 0 | 0 | 0 | 0 | 0 | 0 | 0 | 0 | 0 | 0 | 0 | 0
0 | 0 |  |  |  | 0 | [11 empty] | 0 | 0 |  | 0 |  | 0 | [5 empty] | 0 |  | 0 |  | 0 |  | 0 |  | 0 |  | 0 |  | 0 |  | 0 |  |  | 0 | 0 | 0 |  |  | 0 | 0 | 0 | 0 | 0 | 0 | 0 | 0 | 0 | 0 | 0 | 0 | 0 | 0 | 0 | 0 | 0 | 0 | 0 | 0 | 0
0 | 0 |  |  |  | 0 | [11 empty] | 0 | 0 |  | 0 |  | 0 | [5 empty] | 0 |  | 0 |  | 0 |  | 0 |  | 0 |  | 0 |  | 0 |  | 0 |  |  | 0 | 0 | 0 |  |  | 0 | 0 | 0 | 0 | 0 | 0 | 0 | 0 | 0 | 0 | 0 | 0 | 0 | 0 | 0 | 0 | 0 | 0 | 0 | 0 | 0
0 | 0 |  |  |  | 0 | [11 empty] | 0 | 0 |  | 0 |  | 0 | [5 empty] | 0 |  | 0 |  | 0 |  | 0 |  | 0 |  | 0 |  | 0 |  | 0 |  |  | 0 | 0 | 0 |  |  | 0 | 0 | 0 | 0 | 0 | 0 | 0 | 0 | 0 | 0 | 0 | 0 | 0 | 0 | 0 | 0 | 0 | 0 | 0 | 0 | 0
0 | 0 |  |  |  | 0 | [11 empty] | 0 | 0 |  | 0 |  | 0 | [5 empty] | 0 |  | 0 |  | 0 |  | 0 |  | 0 |  | 0 |  | 0 |  | 0 |  |  | 0 | 0 | 0 |  |  | 0 | 0 | 0 | 0 | 0 | 0 | 0 | 0 | 0 | 0 | 0 | 0 | 0 | 0 | 0 | 0 | 0 | 0 | 0 | 0 | 0
0 | 0 |  |  |  | 0 | [11 empty] | 0 | 0 |  | 0 |  | 0 | [5 empty] | 0 |  | 0 |  | 0 |  | 0 |  | 0 |  | 0 |  | 0 |  | 0 |  |  | 0 | 0 | 0 |  |  | 0 | 0 | 0 | 0 | 0 | 0 | 0 | 0 | 0 | 0 | 0 | 0 | 0 | 0 | 0 | 0 | 0 | 0 | 0 | 0 | 0
0 | 0 |  |  |  | 0 | [11 empty] | 0 | 0 |  | 0 |  | 0 | [5 empty] | 0 |  | 0 |  | 0 |  | 0 |  | 0 |  | 0 |  | 0 |  | 0 |  |  | 0 | 0 | 0 |  |  | 0 | 0 | 0 | 0 | 0 | 0 | 0 | 0 | 0 | 0 | 0 | 0 | 0 | 0 | 0 | 0 | 0 | 0 | 0 | 0 | 0
0 | 0 |  |  |  | 0 | [11 empty] | 0 | 0 |  | 0 |  | 0 | [5 empty] | 0 |  | 0 |  | 0 |  | 0 |  | 0 |  | 0 |  | 0 |  | 0 |  |  | 0 | 0 | 0 |  |  | 0 | 0 | 0 | 0 | 0 | 0 | 0 | 0 | 0 | 0 | 0 | 0 | 0 | 0 | 0 | 0 | 0 | 0 | 0 | 0 | 0
0 | 0 |  |  |  | 0 | [11 empty] | 0 | 0 |  | 0 |  | 0 | [5 empty] | 0 |  | 0 |  | 0 |  | 0 |  | 0 |  | 0 |  | 0 |  | 0 |  |  | 0 | 0 | 0 |  |  | 0 | 0 | 0 | 0 | 0 | 0 | 0 | 0 | 0 | 0 | 0 | 0 | 0 | 0 | 0 | 0 | 0 | 0 | 0 | 0 | 0
0 | 0 |  |  |  | 0 | [11 empty] | 0 | 0 |  | 0 |  | 0 | [5 empty] | 0 |  | 0 |  | 0 |  | 0 |  | 0 |  | 0 |  | 0 |  | 0 |  |  | 0 | 0 | 0 |  |  | 0 | 0 | 0 | 0 | 0 | 0 | 0 | 0 | 0 | 0 | 0 | 0 | 0 | 0 | 0 | 0 | 0 | 0 | 0 | 0 | 0
0 | 0 |  |  |  | 0 | [11 empty] | 0 | 0 |  | 0 |  | 0 | [5 empty] | 0 |  | 0 |  | 0 |  | 0 |  | 0 |  | 0 |  | 0 |  | 0 |  |  | 0 | 0 | 0 |  |  | 0 | 0 | 0 | 0 | 0 | 0 | 0 | 0 | 0 | 0 | 0 | 0 | 0 | 0 | 0 | 0 | 0 | 0 | 0 | 0 | 0
0 | 0 |  |  |  | 0 | [11 empty] | 0 | 0 |  | 0 |  | 0 | [5 empty] | 0 |  | 0 |  | 0 |  | 0 |  | 0 |  | 0 |  | 0 |  | 0 |  |  | 0 | 0 | 0 |  |  | 0 | 0 | 0 | 0 | 0 | 0 | 0 | 0 | 0 | 0 | 0 | 0 | 0 | 0 | 0 | 0 | 0 | 0 | 0 | 0 | 0
0 | 0 |  |  |  | 0 | [11 empty] | 0 | 0 |  | 0 |  | 0 | [5 empty] | 0 |  | 0 |  | 0 |  | 0 |  | 0 |  | 0 |  | 0 |  | 0 |  |  | 0 | 0 | 0 |  |  | 0 | 0 | 0 | 0 | 0 | 0 | 0 | 0 | 0 | 0 | 0 | 0 | 0 | 0 | 0 | 0 | 0 | 0 | 0 | 0 | 0
0 | 0 |  |  |  | 0 | [11 empty] | 0 | 0 |  | 0 |  | 0 | [5 empty] | 0 |  | 0 |  | 0 |  | 0 |  | 0 |  | 0 |  | 0 |  | 0 |  |  | 0 | 0 | 0 |  |  | 0 | 0 | 0 | 0 | 0 | 0 | 0 | 0 | 0 | 0 | 0 | 0 | 0 | 0 | 0 | 0 | 0 | 0 | 0 | 0 | 0
0 | 0 |  |  |  | 0 | [11 empty] | 0 | 0 |  | 0 |  | 0 | [5 empty] | 0 |  | 0 |  | 0 |  | 0 |  | 0 |  | 0 |  | 0 |  | 0 |  |  | 0 | 0 | 0 |  |  | 0 | 0 | 0 | 0 | 0 | 0 | 0 | 0 | 0 | 0 | 0 | 0 | 0 | 0 | 0 | 0 | 0 | 0 | 0 | 0 | 0
0 | 0 |  |  |  | 0 | [11 empty] | 0 | 0 |  | 0 |  | 0 | [5 empty] | 0 |  | 0 |  | 0 |  | 0 |  | 0 |  | 0 |  | 0 |  | 0 |  |  | 0 | 0 | 0 |  |  | 0 | 0 | 0 | 0 | 0 | 0 | 0 | 0 | 0 | 0 | 0 | 0 | 0 | 0 | 0 | 0 | 0 | 0 | 0 | 0 | 0
0 | 0 |  |  |  | 0 | [11 empty] | 0 | 0 |  | 0 |  | 0 | [5 empty] | 0 |  | 0 |  | 0 |  | 0 |  | 0 |  | 0 |  | 0 |  | 0 |  |  | 0 | 0 | 0 |  |  | 0 | 0 | 0 | 0 | 0 | 0 | 0 | 0 | 0 | 0 | 0 | 0 | 0 | 0 | 0 | 0 | 0 | 0 | 0 | 0 | 0
0 | 0 |  |  |  | 0 | [11 empty] | 0 | 0 |  | 0 |  | 0 | [5 empty] | 0 |  | 0 |  | 0 |  | 0 |  | 0 |  | 0 |  | 0 |  | 0 |  |  | 0 | 0 | 0 |  |  | 0 | 0 | 0 | 0 | 0 | 0 | 0 | 0 | 0 | 0 | 0 | 0 | 0 | 0 | 0 | 0 | 0 | 0 | 0 | 0 | 0
0 | 0 |  |  |  | 0 | [11 empty] | 0 | 0 |  | 0 |  | 0 | [5 empty] | 0 |  | 0 |  | 0 |  | 0 |  | 0 |  | 0 |  | 0 |  | 0 |  |  | 0 | 0 | 0 |  |  | 0 | 0 | 0 | 0 | 0 | 0 | 0 | 0 | 0 | 0 | 0 | 0 | 0 | 0 | 0 | 0 | 0 | 0 | 0 | 0 | 0
0 | 0 |  |  |  | 0 | [11 empty] | 0 | 0 |  | 0 |  | 0 | [5 empty] | 0 |  | 0 |  | 0 |  | 0 |  | 0 |  | 0 |  | 0 |  | 0 |  |  | 0 | 0 | 0 |  |  | 0 | 0 | 0 | 0 | 0 | 0 | 0 | 0 | 0 | 0 | 0 | 0 | 0 | 0 | 0 | 0 | 0 | 0 | 0 | 0 | 0
0 | 0 |  |  |  | 0 | [11 empty] | 0 | 0 |  | 0 |  | 0 | [5 empty] | 0 |  | 0 |  | 0 |  | 0 |  | 0 |  | 0 |  | 0 |  | 0 |  |  | 0 | 0 | 0 |  |  | 0 | 0 | 0 | 0 | 0 | 0 | 0 | 0 | 0 | 0 | 0 | 0 | 0 | 0 | 0 | 0 | 0 | 0 | 0 | 0 | 0
0 | 0 |  |  |  | 0 | [11 empty] | 0 | 0 |  | 0 |  | 0 | [5 empty] | 0 |  | 0 |  | 0 |  | 0 |  | 0 |  | 0 |  | 0 |  | 0 |  |  | 0 | 0 | 0 |  |  | 0 | 0 | 0 | 0 | 0 | 0 | 0 | 0 | 0 | 0 | 0 | 0 | 0 | 0 | 0 | 0 | 0 | 0 | 0 | 0 | 0
0 | 0 |  |  |  | 0 | [11 empty] | 0 | 0 |  | 0 |  | 0 | [5 empty] | 0 |  | 0 |  | 0 |  | 0 |  | 0 |  | 0 |  | 0 |  | 0 |  |  | 0 | 0 | 0 |  |  | 0 | 0 | 0 | 0 | 0 | 0 | 0 | 0 | 0 | 0 | 0 | 0 | 0 | 0 | 0 | 0 | 0 | 0 | 0 | 0 | 0
0 | 0 |  |  |  | 0 | [11 empty] | 0 | 0 |  | 0 |  | 0 | [5 empty] | 0 |  | 0 |  | 0 |  | 0 |  | 0 |  | 0 |  | 0 |  | 0 |  |  | 0 | 0 | 0 |  |  | 0 | 0 | 0 | 0 | 0 | 0 | 0 | 0 | 0 | 0 | 0 | 0 | 0 | 0 | 0 | 0 | 0 | 0 | 0 | 0 | 0
0 | 0 |  |  |  | 0 | [11 empty] | 0 | 0 |  | 0 |  | 0 | [5 empty] | 0 |  | 0 |  | 0 |  | 0 |  | 0 |  | 0 |  | 0 |  | 0 |  |  | 0 | 0 | 0 |  |  | 0 | 0 | 0 | 0 | 0 | 0 | 0 | 0 | 0 | 0 | 0 | 0 | 0 | 0 | 0 | 0 | 0 | 0 | 0 | 0 | 0
0 | 0 |  |  |  | 0 | [11 empty] | 0 | 0 |  | 0 |  | 0 | [5 empty] | 0 |  | 0 |  | 0 |  | 0 |  | 0 |  | 0 |  | 0 |  | 0 |  |  | 0 | 0 | 0 |  |  | 0 | 0 | 0 | 0 | 0 | 0 | 0 | 0 | 0 | 0 | 0 | 0 | 0 | 0 | 0 | 0 | 0 | 0 | 0 | 0 | 0
0 | 0 |  |  |  | 0 | [11 empty] | 0 | 0 |  | 0 |  | 0 | [5 empty] | 0 |  | 0 |  | 0 |  | 0 |  | 0 |  | 0 |  | 0 |  | 0 |  |  | 0 | 0 | 0 |  |  | 0 | 0 | 0 | 0 | 0 | 0 | 0 | 0 | 0 | 0 | 0 | 0 | 0 | 0 | 0 | 0 | 0 | 0 | 0 | 0 | 0
0 | 0 |  |  |  | 0 | [11 empty] | 0 | 0 |  | 0 |  | 0 | [5 empty] | 0 |  | 0 |  | 0 |  | 0 |  | 0 |  | 0 |  | 0 |  | 0 |  |  | 0 | 0 | 0 |  |  | 0 | 0 | 0 | 0 | 0 | 0 | 0 | 0 | 0 | 0 | 0 | 0 | 0 | 0 | 0 | 0 | 0 | 0 | 0 | 0 | 0
0 | 0 |  |  |  | 0 | [11 empty] | 0 | 0 |  | 0 |  | 0 | [5 empty] | 0 |  | 0 |  | 0 |  | 0 |  | 0 |  | 0 |  | 0 |  | 0 |  |  | 0 | 0 | 0 |  |  | 0 | 0 | 0 | 0 | 0 | 0 | 0 | 0 | 0 | 0 | 0 | 0 | 0 | 0 | 0 | 0 | 0 | 0 | 0 | 0 | 0
0 | 0 |  |  |  | 0 | [11 empty] | 0 | 0 |  | 0 |  | 0 | [5 empty] | 0 |  | 0 |  | 0 |  | 0 |  | 0 |  | 0 |  | 0 |  | 0 |  |  | 0 | 0 | 0 |  |  | 0 | 0 | 0 | 0 | 0 | 0 | 0 | 0 | 0 | 0 | 0 | 0 | 0 | 0 | 0 | 0 | 0 | 0 | 0 | 0 | 0
0 | 0 |  |  |  | 0 | [11 empty] | 0 | 0 |  | 0 |  | 0 | [5 empty] | 0 |  | 0 |  | 0 |  | 0 |  | 0 |  | 0 |  | 0 |  | 0 |  |  | 0 | 0 | 0 |  |  | 0 | 0 | 0 | 0 | 0 | 0 | 0 | 0 | 0 | 0 | 0 | 0 | 0 | 0 | 0 | 0 | 0 | 0 | 0 | 0 | 0
0 | 0 |  |  |  | 0 | [11 empty] | 0 | 0 |  | 0 |  | 0 | [5 empty] | 0 |  | 0 |  | 0 |  | 0 |  | 0 |  | 0 |  | 0 |  | 0 |  |  | 0 | 0 | 0 |  |  | 0 | 0 | 0 | 0 | 0 | 0 | 0 | 0 | 0 | 0 | 0 | 0 | 0 | 0 | 0 | 0 | 0 | 0 | 0 | 0 | 0
0 | 0 |  |  |  | 0 | [11 empty] | 0 | 0 |  | 0 |  | 0 | [5 empty] | 0 |  | 0 |  | 0 |  | 0 |  | 0 |  | 0 |  | 0 |  | 0 |  |  | 0 | 0 | 0 |  |  | 0 | 0 | 0 | 0 | 0 | 0 | 0 | 0 | 0 | 0 | 0 | 0 | 0 | 0 | 0 | 0 | 0 | 0 | 0 | 0 | 0
0 | 0 |  |  |  | 0 | [11 empty] | 0 | 0 |  | 0 |  | 0 | [5 empty] | 0 |  | 0 |  | 0 |  | 0 |  | 0 |  | 0 |  | 0 |  | 0 |  |  | 0 | 0 | 0 |  |  | 0 | 0 | 0 | 0 | 0 | 0 | 0 | 0 | 0 | 0 | 0 | 0 | 0 | 0 | 0 | 0 | 0 | 0 | 0 | 0 | 0
0 | 0 |  |  |  | 0 | [11 empty] | 0 | 0 |  | 0 |  | 0 | [5 empty] | 0 |  | 0 |  | 0 |  | 0 |  | 0 |  | 0 |  | 0 |  | 0 |  |  | 0 | 0 | 0 |  |  | 0 | 0 | 0 | 0 | 0 | 0 | 0 | 0 | 0 | 0 | 0 | 0 | 0 | 0 | 0 | 0 | 0 | 0 | 0 | 0 | 0
0 | 0 |  |  |  | 0 | [11 empty] | 0 | 0 |  | 0 |  | 0 | [5 empty] | 0 |  | 0 |  | 0 |  | 0 |  | 0 |  | 0 |  | 0 |  | 0 |  |  | 0 | 0 | 0 |  |  | 0 | 0 | 0 | 0 | 0 | 0 | 0 | 0 | 0 | 0 | 0 | 0 | 0 | 0 | 0 | 0 | 0 | 0 | 0 | 0 | 0
0 | 0 |  |  |  | 0 | [11 empty] | 0 | 0 |  | 0 |  | 0 | [5 empty] | 0 |  | 0 |  | 0 |  | 0 |  | 0 |  | 0 |  | 0 |  | 0 |  |  | 0 | 0 | 0 |  |  | 0 | 0 | 0 | 0 | 0 | 0 | 0 | 0 | 0 | 0 | 0 | 0 | 0 | 0 | 0 | 0 | 0 | 0 | 0 | 0 | 0
0 | 0 |  |  |  | 0 | [11 empty] | 0 | 0 |  | 0 |  | 0 | [5 empty] | 0 |  | 0 |  | 0 |  | 0 |  | 0 |  | 0 |  | 0 |  | 0 |  |  | 0 | 0 | 0 |  |  | 0 | 0 | 0 | 0 | 0 | 0 | 0 | 0 | 0 | 0 | 0 | 0 | 0 | 0 | 0 | 0 | 0 | 0 | 0 | 0 | 0
0 | 0 |  |  |  | 0 | [11 empty] | 0 | 0 |  | 0 |  | 0 | [5 empty] | 0 |  | 0 |  | 0 |  | 0 |  | 0 |  | 0 |  | 0 |  | 0 |  |  | 0 | 0 | 0 |  |  | 0 | 0 | 0 | 0 | 0 | 0 | 0 | 0 | 0 | 0 | 0 | 0 | 0 | 0 | 0 | 0 | 0 | 0 | 0 | 0 | 0
0 | 0 |  |  |  | 0 | [11 empty] | 0 | 0 |  | 0 |  | 0 | [5 empty] | 0 |  | 0 |  | 0 |  | 0 |  | 0 |  | 0 |  | 0 |  | 0 |  |  | 0 | 0 | 0 |  |  | 0 | 0 | 0 | 0 | 0 | 0 | 0 | 0 | 0 | 0 | 0 | 0 | 0 | 0 | 0 | 0 | 0 | 0 | 0 | 0 | 0
0 | 0 |  |  |  | 0 | [11 empty] | 0 | 0 |  | 0 |  | 0 | [5 empty] | 0 |  | 0 |  | 0 |  | 0 |  | 0 |  | 0 |  | 0 |  | 0 |  |  | 0 | 0 | 0 |  |  | 0 | 0 | 0 | 0 | 0 | 0 | 0 | 0 | 0 | 0 | 0 | 0 | 0 | 0 | 0 | 0 | 0 | 0 | 0 | 0 | 0
0 | 0 |  |  |  | 0 | [11 empty] | 0 | 0 |  | 0 |  | 0 | [5 empty] | 0 |  | 0 |  | 0 |  | 0 |  | 0 |  | 0 |  | 0 |  | 0 |  |  | 0 | 0 | 0 |  |  | 0 | 0 | 0 | 0 | 0 | 0 | 0 | 0 | 0 | 0 | 0 | 0 | 0 | 0 | 0 | 0 | 0 | 0 | 0 | 0 | 0
0
[6 empty] | END |  | Total Price for Schedule 10 | [9 empty] | 0 |  | 0 |  | 0 | Baht |  | Baht |  | Baht |  | Baht |  | Baht |  |  | 0 | Baht |  | Baht |  | Baht |  | Baht |  |  |  |  | Baht | Baht |  |  | Baht | Baht | Baht | Baht | Baht | Baht | Baht | Baht | Baht | Baht | Baht | Baht | Baht | Baht | Baht | Baht | Baht | Baht | Baht | Baht | Baht | bar: 79 to 81
[18 empty] | 0 |  | 0 |  | 0 | [5 empty] | 0 |  | 0 |  | 0 |  | 0 |  | 0 |  | 0 |  | 0 |  | 0 |  |  |  | 0 | 0 |  |  | 0 | 0 | 0 | 0 | 0 | 0 | 0 | 0 | 0 | 0 | 0 | 0 | 0 | 0 | 0 | 0 | 0 | 0 | 0 | 0 | 0 | bar: 79 to 81
[18 empty] | 0 |  | 0 |  | 0 | [11 empty] | 0 | bar: 79 to 81
[18 empty] | 0 |  | 0 |  | 0 | [11 empty] | 0 | bar: 79 to 81
[18 empty] | 0 |  | 0 |  | 0 | [11 empty] | 0
[18 empty] | 0 |  | 0 |  | 0 | [11 empty] | 0
[18 empty] | 0 |  | 0 |  | 0 | [11 empty] | 0
[18 empty] | 0 |  | 0 |  | 0 | [11 empty] | 0
000000000000000000000000000000000000000
0000000000000000000000000000000000000000
000000000000000000000
[8 empty] | 0 | 0 |  |  |  |  | 0000000000000000000000000000000000000000000000000000000000000000000000000000000000000000000000000000
[8 empty] | 0 | 0
[8 empty] | 0 | 0
[8 empty] | 0 | 0
[8 empty] | 0 | 0
[8 empty] | 0 | 0
[8 empty] | 0 | 0
[8 empty] | 0 | 0
[8 empty] | 0 | 0
[8 empty] | 0 | 0
[8 empty] | 0 | 0
[8 empty] | 0 | 0
[8 empty] | 0 | 0
[8 empty] | 0 | 0
[8 empty] | 0 | 0
[8 empty] | 0 | 0
[8 empty] | 0 | 0
[8 empty] | 0 | 0
[8 empty] | 0 | 0
[8 empty] | 0 | 0
[8 empty] | 0 | 0
[8 empty] | 0 | 0
[8 empty] | 0 | 0
[8 empty] | 0 | 0
[8 empty] | 0 | 0
[8 empty] | 0 | 0
[8 empty] | 0 | 0
[8 empty] | 0 | 0
[8 empty] | 0 | 0
[8 empty] | 0 | 0
[8 empty] | 0 | 0
[8 empty] | 0 | 0
[8 empty] | 0 | 0
[8 empty] | 0 | 0
[8 empty] | 0 | 0
[8 empty] | 0 | 0
[8 empty] | 0 | 0
[8 empty] | 0 | 0
[8 empty] | 0 | 0
[8 empty] | 0 | 0
[8 empty] | 0 | 0
[8 empty] | 0 | 0
[8 empty] | 0 | 0
[8 empty] | 0 | 0
[8 empty] | 0 | 0
[8 empty] | 0 | 0
[8 empty] | 0 | 0
[8 empty] | 0 | 0
[8 empty] | 0 | 0
[8 empty] | 0 | 0
[8 empty] | 0 | 0
[8 empty] | 0 | 0
[8 empty] | 0 | 0
[8 empty] | 0 | 0
[8 empty] | 0 | 0
[8 empty] | 0 | 0
[8 empty] | 0 | 0
[8 empty] | 0 | 0
[8 empty] | 0 | 0
[8 empty] | 0 | 0
[8 empty] | 0 | 0
[8 empty] | 0 | 0
[8 empty] | 0 | 0
[8 empty] | 0 | 0
[8 empty] | 0 | 0
[8 empty] | 0 | 0
[8 empty] | 0 | 0
[8 empty] | 0 | 0
[8 empty] | 0 | 0
[8 empty] | 0 | 0
[8 empty] | 0 | 0
[8 empty] | 0 | 0
[8 empty] | 0 | 0
[8 empty] | 0 | 0
[8 empty] | 0 | 0
[8 empty] | 0 | 0
[8 empty] | 0 | 0
[8 empty] | 0 | 0
[8 empty] | 0 | 0
[8 empty] | 0 | 0
[8 empty] | 0 | 0
[8 empty] | 0 | 0
[8 empty] | 0 | 0
[8 empty] | 0 | 0
[8 empty] | 0 | 0
[8 empty] | 0 | 0
[8 empty] | 0 | 0
[8 empty] | 0 | 0
[8 empty] | 0 | 0
[8 empty] | 0 | 0
[8 empty] | 0 | 0
[8 empty] | 0 | 0
[8 empty] | 0 | 0
[8 empty] | 0 | 0
[8 empty] | 0 | 0
[8 empty] | 0 | 0
[8 empty] | 0 | 0
[8 empty] | 0 | 0
[8 empty] | 0 | 0
[8 empty] | 0 | 0

## Sch 11 (hidden)
INVITATION TO BID NO. VKS1-SWG-01
Schedule 11 :
[77 empty] | 79 | 80 | 81 | 82 | 83 | 84 | 85 | 86 | 87 | 88 | 89 | 90 | 91 | 92 | 93 | 94 | 95 | 96 | 97 | 98 | 99 | 100 | 101 | 102 | 103 | 104 | 105 | 106 | 107 | 108 | 109 | 110 | 111 | 112 | 113 | 114 | 115 | 116 | 117 | 118 | 119 | 120 | 121 | 122 | 123 | 124 | 125 | 126 | 127 | 128
[8 empty] | SUPPLY OF 115 KV COMPACT SWITCHGEAR | [62 empty] | 72 | 73 | 75 | 76 | 77 | 78 | 82: Breakdown per Item :
[8 empty] | TRANSMISSION SYSTEM FOR HYDRO-FLOATING SOLAR HYBRID PROJECT VAJIRALONGKORN DAM UNIT 1 | [68 empty] | 82: Schedule :
System :
Job No. | Substation | Delivery Required by EGAT |  |  |  | Material group | Code No. | Item No. | Description | Short Description | Drawing No. / Reference No. | Qty. | Unit | Currency | Supply of Equipment |  |  |  | Supply of Equipment |  | Supply of Equipment |  | Supply of Equipment |  |  |  | Supply of Equipment |  | Supply of Equipment |  | Supply of Equipment |  | Foreign Currency |  | Local Currency |  | Local Transportation |  | Local Transportation, Construction and Installation |  | Purchase Price Offered for Dismantled Equipment |  | Plant |  | UOM | [25 empty] | Irrelevant | Incoterm | Account Assignment | Cost Object | Fund Center |  | 105: CFR Thai Port; 107: CIF Thai Port; 109: DDP EGAT 's Store; 111: Local Transportation; 113: Custom Clearance; 115: DDP EGAT 's Store; 117: Ex-works Price; 119: Local Transportation; 121: Foreign Currency; 123: Local Currency; 125: Local Transportation to EGAT 's Store; 127: Local Transportation, Construction and Installation | Long Description | Short Description
|  | (with in months after receipt of the notification of award) | [12 empty] | Foreign Supply |  |  |  | Foreign Supply |  | Foreign Supply |  | Foreign Supply | [5 empty] | Local Supply |  | Local Supply | [16 empty] | Preference | % Import Duty | Preference | CFR Price | CIF Price | Foreign Currency | Ex-works Price | Local Currency | Local Transportation | Local Transportation, | Marine Insurance Price | Customs Clearance | Import Duty Price | VAT for Imported Equipment | VAT for Import Duty | VAT for | VAT for Ex-works Price | VAT for | VAT for | VAT for Transportation, Construction and Installation | Foreign | Local | Evaluation Price | [6 empty] | 115: ( excluding VAT ); 117: ( excluding VAT )
[5 empty] | Completion Date | [9 empty] | FOB Vessel | Cost of | CFR Thai Port |  | CIF Thai Port |  | DDP EGAT 's Store |  | Local Transportation |  | Custom Clearance |  | DDP EGAT 's Store |  | Ex-works Price |  | Local Transportation | [12 empty] | Breakdown tab |  | Proposed Price | Evaluation Price | Status | [7 empty] | to EGAT 's Store | Construction and | [5 empty] | Foreign Currency |  | Local Currency | Local Transportation |  | Price Adjustment | Price Adjustment | [7 empty] | 104: Incoterm; 105: CFR; 107: CIF; 109: DDP; 111: ZTF; 113: ZCC; 115: DDP; 117: EXW; 119: ZTL; 125: ZTT; 127: ZCN
|  | CFR Thai Port | DDP or EGAT's Store | Ex-works | [11 empty] | Transportation | [10 empty] | ( excluding VAT ) |  | ( excluding VAT ) |  | ( excluding VAT ) |  |  |  | ( excluding VAT ) |  | ( excluding VAT ) |  | ( excluding VAT ) |  | ( including VAT ) | [15 empty] | Installation | [%Insure(110%(CFR))] | [%Custom(CIF)] | [%Import Duty(CIF)] | [ %VAT(CFR/CIF) ] | [ %VAT( Import Duty) ] | [ %VAT(Foreign Currency) ] | [ %VAT(Ex-works Price) ] | [ %VAT(Local Currency) ] | to EGAT 's Store | [10 empty] | 104: Material group; 111: SV-TRN-MT; 113: SV-CTM; 119: SV-TRN-MT; 125: SV-TRN-MT; 127: SV-CVL
[16 empty] | to Thai Port | [6 empty] | Baht |  | Baht |  | Baht |  | Baht |  | Baht |  |  |  | Baht |  | Baht |  | Baht |  | Baht |  |  |  |  | Baht | Baht |  |  | Baht | Baht | Baht | Baht | Baht | Baht | Baht | Baht | Baht | Baht | Baht | Baht | Baht | Baht | Baht | Baht | Baht | Baht | Baht | Baht | Baht
|  | (month) | (month) | (month) | (month) | [9 empty] | Unit Price | Unit Price | Unit Price | Amount | Unit Price | Amount | Unit Price | Amount | Unit Price | Amount | Unit Price | Amount | Unit Price | Amount | Unit Price | Amount | Unit Price | Amount | Unit Price | Amount | Unit Price | Amount | Unit Price | Amount | Unit Price | Amount | Unit Price | Amount | [5 empty] | (Y/N) | (IPDTY) | (PRF) | (CFR) | (CIF) | (FC) | (EW) | (LC) | (LT) | (TCI) | (MI) | (CC) | ( IDP) | (VATIE) | (VATID) | (VATFC) | (VATEW) | (VATLC) | (VATLT) | (VATTCI) | (FPA) | (LPA) | (EVAPR)
0 | 0 |  |  |  | 0 | [11 empty] | 0 | 0 |  | 0 |  | 0 | [5 empty] | 0 |  | 0 |  | 0 |  | 0 |  | 0 |  | 0 |  | 0 |  | 0 |  |  | 0 | 0 | 0 |  |  | 0 | 0 | 0 | 0 | 0 | 0 | 0 | 0 | 0 | 0 | 0 | 0 | 0 | 0 | 0 | 0 | 0 | 0 | 0 | 0 | 0
0 | 0 |  |  |  | 0 | [11 empty] | 0 | 0 |  | 0 |  | 0 | [5 empty] | 0 |  | 0 |  | 0 |  | 0 |  | 0 |  | 0 |  | 0 |  | 0 |  |  | 0 | 0 | 0 |  |  | 0 | 0 | 0 | 0 | 0 | 0 | 0 | 0 | 0 | 0 | 0 | 0 | 0 | 0 | 0 | 0 | 0 | 0 | 0 | 0 | 0
0 | 0 |  |  |  | 0 | [11 empty] | 0 | 0 |  | 0 |  | 0 | [5 empty] | 0 |  | 0 |  | 0 |  | 0 |  | 0 |  | 0 |  | 0 |  | 0 |  |  | 0 | 0 | 0 |  |  | 0 | 0 | 0 | 0 | 0 | 0 | 0 | 0 | 0 | 0 | 0 | 0 | 0 | 0 | 0 | 0 | 0 | 0 | 0 | 0 | 0
0 | 0 |  |  |  | 0 | [11 empty] | 0 | 0 |  | 0 |  | 0 | [5 empty] | 0 |  | 0 |  | 0 |  | 0 |  | 0 |  | 0 |  | 0 |  | 0 |  |  | 0 | 0 | 0 |  |  | 0 | 0 | 0 | 0 | 0 | 0 | 0 | 0 | 0 | 0 | 0 | 0 | 0 | 0 | 0 | 0 | 0 | 0 | 0 | 0 | 0
0 | 0 |  |  |  | 0 | [11 empty] | 0 | 0 |  | 0 |  | 0 | [5 empty] | 0 |  | 0 |  | 0 |  | 0 |  | 0 |  | 0 |  | 0 |  | 0 |  |  | 0 | 0 | 0 |  |  | 0 | 0 | 0 | 0 | 0 | 0 | 0 | 0 | 0 | 0 | 0 | 0 | 0 | 0 | 0 | 0 | 0 | 0 | 0 | 0 | 0
0 | 0 |  |  |  | 0 | [11 empty] | 0 | 0 |  | 0 |  | 0 | [5 empty] | 0 |  | 0 |  | 0 |  | 0 |  | 0 |  | 0 |  | 0 |  | 0 |  |  | 0 | 0 | 0 |  |  | 0 | 0 | 0 | 0 | 0 | 0 | 0 | 0 | 0 | 0 | 0 | 0 | 0 | 0 | 0 | 0 | 0 | 0 | 0 | 0 | 0
0 | 0 |  |  |  | 0 | [11 empty] | 0 | 0 |  | 0 |  | 0 | [5 empty] | 0 |  | 0 |  | 0 |  | 0 |  | 0 |  | 0 |  | 0 |  | 0 |  |  | 0 | 0 | 0 |  |  | 0 | 0 | 0 | 0 | 0 | 0 | 0 | 0 | 0 | 0 | 0 | 0 | 0 | 0 | 0 | 0 | 0 | 0 | 0 | 0 | 0
0 | 0 |  |  |  | 0 | [11 empty] | 0 | 0 |  | 0 |  | 0 | [5 empty] | 0 |  | 0 |  | 0 |  | 0 |  | 0 |  | 0 |  | 0 |  | 0 |  |  | 0 | 0 | 0 |  |  | 0 | 0 | 0 | 0 | 0 | 0 | 0 | 0 | 0 | 0 | 0 | 0 | 0 | 0 | 0 | 0 | 0 | 0 | 0 | 0 | 0
0 | 0 |  |  |  | 0 | [11 empty] | 0 | 0 |  | 0 |  | 0 | [5 empty] | 0 |  | 0 |  | 0 |  | 0 |  | 0 |  | 0 |  | 0 |  | 0 |  |  | 0 | 0 | 0 |  |  | 0 | 0 | 0 | 0 | 0 | 0 | 0 | 0 | 0 | 0 | 0 | 0 | 0 | 0 | 0 | 0 | 0 | 0 | 0 | 0 | 0
0 | 0 |  |  |  | 0 | [11 empty] | 0 | 0 |  | 0 |  | 0 | [5 empty] | 0 |  | 0 |  | 0 |  | 0 |  | 0 |  | 0 |  | 0 |  | 0 |  |  | 0 | 0 | 0 |  |  | 0 | 0 | 0 | 0 | 0 | 0 | 0 | 0 | 0 | 0 | 0 | 0 | 0 | 0 | 0 | 0 | 0 | 0 | 0 | 0 | 0
0 | 0 |  |  |  | 0 | [11 empty] | 0 | 0 |  | 0 |  | 0 | [5 empty] | 0 |  | 0 |  | 0 |  | 0 |  | 0 |  | 0 |  | 0 |  | 0 |  |  | 0 | 0 | 0 |  |  | 0 | 0 | 0 | 0 | 0 | 0 | 0 | 0 | 0 | 0 | 0 | 0 | 0 | 0 | 0 | 0 | 0 | 0 | 0 | 0 | 0
0 | 0 |  |  |  | 0 | [11 empty] | 0 | 0 |  | 0 |  | 0 | [5 empty] | 0 |  | 0 |  | 0 |  | 0 |  | 0 |  | 0 |  | 0 |  | 0 |  |  | 0 | 0 | 0 |  |  | 0 | 0 | 0 | 0 | 0 | 0 | 0 | 0 | 0 | 0 | 0 | 0 | 0 | 0 | 0 | 0 | 0 | 0 | 0 | 0 | 0
0 | 0 |  |  |  | 0 | [11 empty] | 0 | 0 |  | 0 |  | 0 | [5 empty] | 0 |  | 0 |  | 0 |  | 0 |  | 0 |  | 0 |  | 0 |  | 0 |  |  | 0 | 0 | 0 |  |  | 0 | 0 | 0 | 0 | 0 | 0 | 0 | 0 | 0 | 0 | 0 | 0 | 0 | 0 | 0 | 0 | 0 | 0 | 0 | 0 | 0
0 | 0 |  |  |  | 0 | [11 empty] | 0 | 0 |  | 0 |  | 0 | [5 empty] | 0 |  | 0 |  | 0 |  | 0 |  | 0 |  | 0 |  | 0 |  | 0 |  |  | 0 | 0 | 0 |  |  | 0 | 0 | 0 | 0 | 0 | 0 | 0 | 0 | 0 | 0 | 0 | 0 | 0 | 0 | 0 | 0 | 0 | 0 | 0 | 0 | 0
0 | 0 |  |  |  | 0 | [11 empty] | 0 | 0 |  | 0 |  | 0 | [5 empty] | 0 |  | 0 |  | 0 |  | 0 |  | 0 |  | 0 |  | 0 |  | 0 |  |  | 0 | 0 | 0 |  |  | 0 | 0 | 0 | 0 | 0 | 0 | 0 | 0 | 0 | 0 | 0 | 0 | 0 | 0 | 0 | 0 | 0 | 0 | 0 | 0 | 0
0 | 0 |  |  |  | 0 | [11 empty] | 0 | 0 |  | 0 |  | 0 | [5 empty] | 0 |  | 0 |  | 0 |  | 0 |  | 0 |  | 0 |  | 0 |  | 0 |  |  | 0 | 0 | 0 |  |  | 0 | 0 | 0 | 0 | 0 | 0 | 0 | 0 | 0 | 0 | 0 | 0 | 0 | 0 | 0 | 0 | 0 | 0 | 0 | 0 | 0
0 | 0 |  |  |  | 0 | [11 empty] | 0 | 0 |  | 0 |  | 0 | [5 empty] | 0 |  | 0 |  | 0 |  | 0 |  | 0 |  | 0 |  | 0 |  | 0 |  |  | 0 | 0 | 0 |  |  | 0 | 0 | 0 | 0 | 0 | 0 | 0 | 0 | 0 | 0 | 0 | 0 | 0 | 0 | 0 | 0 | 0 | 0 | 0 | 0 | 0
0 | 0 |  |  |  | 0 | [11 empty] | 0 | 0 |  | 0 |  | 0 | [5 empty] | 0 |  | 0 |  | 0 |  | 0 |  | 0 |  | 0 |  | 0 |  | 0 |  |  | 0 | 0 | 0 |  |  | 0 | 0 | 0 | 0 | 0 | 0 | 0 | 0 | 0 | 0 | 0 | 0 | 0 | 0 | 0 | 0 | 0 | 0 | 0 | 0 | 0
0 | 0 |  |  |  | 0 | [11 empty] | 0 | 0 |  | 0 |  | 0 | [5 empty] | 0 |  | 0 |  | 0 |  | 0 |  | 0 |  | 0 |  | 0 |  | 0 |  |  | 0 | 0 | 0 |  |  | 0 | 0 | 0 | 0 | 0 | 0 | 0 | 0 | 0 | 0 | 0 | 0 | 0 | 0 | 0 | 0 | 0 | 0 | 0 | 0 | 0
0 | 0 |  |  |  | 0 | [11 empty] | 0 | 0 |  | 0 |  | 0 | [5 empty] | 0 |  | 0 |  | 0 |  | 0 |  | 0 |  | 0 |  | 0 |  | 0 |  |  | 0 | 0 | 0 |  |  | 0 | 0 | 0 | 0 | 0 | 0 | 0 | 0 | 0 | 0 | 0 | 0 | 0 | 0 | 0 | 0 | 0 | 0 | 0 | 0 | 0
0 | 0 |  |  |  | 0 | [11 empty] | 0 | 0 |  | 0 |  | 0 | [5 empty] | 0 |  | 0 |  | 0 |  | 0 |  | 0 |  | 0 |  | 0 |  | 0 |  |  | 0 | 0 | 0 |  |  | 0 | 0 | 0 | 0 | 0 | 0 | 0 | 0 | 0 | 0 | 0 | 0 | 0 | 0 | 0 | 0 | 0 | 0 | 0 | 0 | 0
0 | 0 |  |  |  | 0 | [11 empty] | 0 | 0 |  | 0 |  | 0 | [5 empty] | 0 |  | 0 |  | 0 |  | 0 |  | 0 |  | 0 |  | 0 |  | 0 |  |  | 0 | 0 | 0 |  |  | 0 | 0 | 0 | 0 | 0 | 0 | 0 | 0 | 0 | 0 | 0 | 0 | 0 | 0 | 0 | 0 | 0 | 0 | 0 | 0 | 0
0 | 0 |  |  |  | 0 | [11 empty] | 0 | 0 |  | 0 |  | 0 | [5 empty] | 0 |  | 0 |  | 0 |  | 0 |  | 0 |  | 0 |  | 0 |  | 0 |  |  | 0 | 0 | 0 |  |  | 0 | 0 | 0 | 0 | 0 | 0 | 0 | 0 | 0 | 0 | 0 | 0 | 0 | 0 | 0 | 0 | 0 | 0 | 0 | 0 | 0
0 | 0 |  |  |  | 0 | [11 empty] | 0 | 0 |  | 0 |  | 0 | [5 empty] | 0 |  | 0 |  | 0 |  | 0 |  | 0 |  | 0 |  | 0 |  | 0 |  |  | 0 | 0 | 0 |  |  | 0 | 0 | 0 | 0 | 0 | 0 | 0 | 0 | 0 | 0 | 0 | 0 | 0 | 0 | 0 | 0 | 0 | 0 | 0 | 0 | 0
0 | 0 |  |  |  | 0 | [11 empty] | 0 | 0 |  | 0 |  | 0 | [5 empty] | 0 |  | 0 |  | 0 |  | 0 |  | 0 |  | 0 |  | 0 |  | 0 |  |  | 0 | 0 | 0 |  |  | 0 | 0 | 0 | 0 | 0 | 0 | 0 | 0 | 0 | 0 | 0 | 0 | 0 | 0 | 0 | 0 | 0 | 0 | 0 | 0 | 0
0 | 0 |  |  |  | 0 | [11 empty] | 0 | 0 |  | 0 |  | 0 | [5 empty] | 0 |  | 0 |  | 0 |  | 0 |  | 0 |  | 0 |  | 0 |  | 0 |  |  | 0 | 0 | 0 |  |  | 0 | 0 | 0 | 0 | 0 | 0 | 0 | 0 | 0 | 0 | 0 | 0 | 0 | 0 | 0 | 0 | 0 | 0 | 0 | 0 | 0
0 | 0 |  |  |  | 0 | [11 empty] | 0 | 0 |  | 0 |  | 0 | [5 empty] | 0 |  | 0 |  | 0 |  | 0 |  | 0 |  | 0 |  | 0 |  | 0 |  |  | 0 | 0 | 0 |  |  | 0 | 0 | 0 | 0 | 0 | 0 | 0 | 0 | 0 | 0 | 0 | 0 | 0 | 0 | 0 | 0 | 0 | 0 | 0 | 0 | 0
0 | 0 |  |  |  | 0 | [11 empty] | 0 | 0 |  | 0 |  | 0 | [5 empty] | 0 |  | 0 |  | 0 |  | 0 |  | 0 |  | 0 |  | 0 |  | 0 |  |  | 0 | 0 | 0 |  |  | 0 | 0 | 0 | 0 | 0 | 0 | 0 | 0 | 0 | 0 | 0 | 0 | 0 | 0 | 0 | 0 | 0 | 0 | 0 | 0 | 0
0 | 0 |  |  |  | 0 | [11 empty] | 0 | 0 |  | 0 |  | 0 | [5 empty] | 0 |  | 0 |  | 0 |  | 0 |  | 0 |  | 0 |  | 0 |  | 0 |  |  | 0 | 0 | 0 |  |  | 0 | 0 | 0 | 0 | 0 | 0 | 0 | 0 | 0 | 0 | 0 | 0 | 0 | 0 | 0 | 0 | 0 | 0 | 0 | 0 | 0
0 | 0 |  |  |  | 0 | [11 empty] | 0 | 0 |  | 0 |  | 0 | [5 empty] | 0 |  | 0 |  | 0 |  | 0 |  | 0 |  | 0 |  | 0 |  | 0 |  |  | 0 | 0 | 0 |  |  | 0 | 0 | 0 | 0 | 0 | 0 | 0 | 0 | 0 | 0 | 0 | 0 | 0 | 0 | 0 | 0 | 0 | 0 | 0 | 0 | 0
0 | 0 |  |  |  | 0 | [11 empty] | 0 | 0 |  | 0 |  | 0 | [5 empty] | 0 |  | 0 |  | 0 |  | 0 |  | 0 |  | 0 |  | 0 |  | 0 |  |  | 0 | 0 | 0 |  |  | 0 | 0 | 0 | 0 | 0 | 0 | 0 | 0 | 0 | 0 | 0 | 0 | 0 | 0 | 0 | 0 | 0 | 0 | 0 | 0 | 0
0 | 0 |  |  |  | 0 | [11 empty] | 0 | 0 |  | 0 |  | 0 | [5 empty] | 0 |  | 0 |  | 0 |  | 0 |  | 0 |  | 0 |  | 0 |  | 0 |  |  | 0 | 0 | 0 |  |  | 0 | 0 | 0 | 0 | 0 | 0 | 0 | 0 | 0 | 0 | 0 | 0 | 0 | 0 | 0 | 0 | 0 | 0 | 0 | 0 | 0
0 | 0 |  |  |  | 0 | [11 empty] | 0 | 0 |  | 0 |  | 0 | [5 empty] | 0 |  | 0 |  | 0 |  | 0 |  | 0 |  | 0 |  | 0 |  | 0 |  |  | 0 | 0 | 0 |  |  | 0 | 0 | 0 | 0 | 0 | 0 | 0 | 0 | 0 | 0 | 0 | 0 | 0 | 0 | 0 | 0 | 0 | 0 | 0 | 0 | 0
0 | 0 |  |  |  | 0 | [11 empty] | 0 | 0 |  | 0 |  | 0 | [5 empty] | 0 |  | 0 |  | 0 |  | 0 |  | 0 |  | 0 |  | 0 |  | 0 |  |  | 0 | 0 | 0 |  |  | 0 | 0 | 0 | 0 | 0 | 0 | 0 | 0 | 0 | 0 | 0 | 0 | 0 | 0 | 0 | 0 | 0 | 0 | 0 | 0 | 0
0 | 0 |  |  |  | 0 | [11 empty] | 0 | 0 |  | 0 |  | 0 | [5 empty] | 0 |  | 0 |  | 0 |  | 0 |  | 0 |  | 0 |  | 0 |  | 0 |  |  | 0 | 0 | 0 |  |  | 0 | 0 | 0 | 0 | 0 | 0 | 0 | 0 | 0 | 0 | 0 | 0 | 0 | 0 | 0 | 0 | 0 | 0 | 0 | 0 | 0
0 | 0 |  |  |  | 0 | [11 empty] | 0 | 0 |  | 0 |  | 0 | [5 empty] | 0 |  | 0 |  | 0 |  | 0 |  | 0 |  | 0 |  | 0 |  | 0 |  |  | 0 | 0 | 0 |  |  | 0 | 0 | 0 | 0 | 0 | 0 | 0 | 0 | 0 | 0 | 0 | 0 | 0 | 0 | 0 | 0 | 0 | 0 | 0 | 0 | 0
0 | 0 |  |  |  | 0 | [11 empty] | 0 | 0 |  | 0 |  | 0 | [5 empty] | 0 |  | 0 |  | 0 |  | 0 |  | 0 |  | 0 |  | 0 |  | 0 |  |  | 0 | 0 | 0 |  |  | 0 | 0 | 0 | 0 | 0 | 0 | 0 | 0 | 0 | 0 | 0 | 0 | 0 | 0 | 0 | 0 | 0 | 0 | 0 | 0 | 0
0 | 0 |  |  |  | 0 | [11 empty] | 0 | 0 |  | 0 |  | 0 | [5 empty] | 0 |  | 0 |  | 0 |  | 0 |  | 0 |  | 0 |  | 0 |  | 0 |  |  | 0 | 0 | 0 |  |  | 0 | 0 | 0 | 0 | 0 | 0 | 0 | 0 | 0 | 0 | 0 | 0 | 0 | 0 | 0 | 0 | 0 | 0 | 0 | 0 | 0
0 | 0 |  |  |  | 0 | [11 empty] | 0 | 0 |  | 0 |  | 0 | [5 empty] | 0 |  | 0 |  | 0 |  | 0 |  | 0 |  | 0 |  | 0 |  | 0 |  |  | 0 | 0 | 0 |  |  | 0 | 0 | 0 | 0 | 0 | 0 | 0 | 0 | 0 | 0 | 0 | 0 | 0 | 0 | 0 | 0 | 0 | 0 | 0 | 0 | 0
0 | 0 |  |  |  | 0 | [11 empty] | 0 | 0 |  | 0 |  | 0 | [5 empty] | 0 |  | 0 |  | 0 |  | 0 |  | 0 |  | 0 |  | 0 |  | 0 |  |  | 0 | 0 | 0 |  |  | 0 | 0 | 0 | 0 | 0 | 0 | 0 | 0 | 0 | 0 | 0 | 0 | 0 | 0 | 0 | 0 | 0 | 0 | 0 | 0 | 0
0 | 0 |  |  |  | 0 | [11 empty] | 0 | 0 |  | 0 |  | 0 | [5 empty] | 0 |  | 0 |  | 0 |  | 0 |  | 0 |  | 0 |  | 0 |  | 0 |  |  | 0 | 0 | 0 |  |  | 0 | 0 | 0 | 0 | 0 | 0 | 0 | 0 | 0 | 0 | 0 | 0 | 0 | 0 | 0 | 0 | 0 | 0 | 0 | 0 | 0
0 | 0 |  |  |  | 0 | [11 empty] | 0 | 0 |  | 0 |  | 0 | [5 empty] | 0 |  | 0 |  | 0 |  | 0 |  | 0 |  | 0 |  | 0 |  | 0 |  |  | 0 | 0 | 0 |  |  | 0 | 0 | 0 | 0 | 0 | 0 | 0 | 0 | 0 | 0 | 0 | 0 | 0 | 0 | 0 | 0 | 0 | 0 | 0 | 0 | 0
0 | 0 |  |  |  | 0 | [11 empty] | 0 | 0 |  | 0 |  | 0 | [5 empty] | 0 |  | 0 |  | 0 |  | 0 |  | 0 |  | 0 |  | 0 |  | 0 |  |  | 0 | 0 | 0 |  |  | 0 | 0 | 0 | 0 | 0 | 0 | 0 | 0 | 0 | 0 | 0 | 0 | 0 | 0 | 0 | 0 | 0 | 0 | 0 | 0 | 0
0 | 0 |  |  |  | 0 | [11 empty] | 0 | 0 |  | 0 |  | 0 | [5 empty] | 0 |  | 0 |  | 0 |  | 0 |  | 0 |  | 0 |  | 0 |  | 0 |  |  | 0 | 0 | 0 |  |  | 0 | 0 | 0 | 0 | 0 | 0 | 0 | 0 | 0 | 0 | 0 | 0 | 0 | 0 | 0 | 0 | 0 | 0 | 0 | 0 | 0
0 | 0 |  |  |  | 0 | [11 empty] | 0 | 0 |  | 0 |  | 0 | [5 empty] | 0 |  | 0 |  | 0 |  | 0 |  | 0 |  | 0 |  | 0 |  | 0 |  |  | 0 | 0 | 0 |  |  | 0 | 0 | 0 | 0 | 0 | 0 | 0 | 0 | 0 | 0 | 0 | 0 | 0 | 0 | 0 | 0 | 0 | 0 | 0 | 0 | 0
0 | 0 |  |  |  | 0 | [11 empty] | 0 | 0 |  | 0 |  | 0 | [5 empty] | 0 |  | 0 |  | 0 |  | 0 |  | 0 |  | 0 |  | 0 |  | 0 |  |  | 0 | 0 | 0 |  |  | 0 | 0 | 0 | 0 | 0 | 0 | 0 | 0 | 0 | 0 | 0 | 0 | 0 | 0 | 0 | 0 | 0 | 0 | 0 | 0 | 0
0 | 0 |  |  |  | 0 | [11 empty] | 0 | 0 |  | 0 |  | 0 | [5 empty] | 0 |  | 0 |  | 0 |  | 0 |  | 0 |  | 0 |  | 0 |  | 0 |  |  | 0 | 0 | 0 |  |  | 0 | 0 | 0 | 0 | 0 | 0 | 0 | 0 | 0 | 0 | 0 | 0 | 0 | 0 | 0 | 0 | 0 | 0 | 0 | 0 | 0
0 | 0 |  |  |  | 0 | [11 empty] | 0 | 0 |  | 0 |  | 0 | [5 empty] | 0 |  | 0 |  | 0 |  | 0 |  | 0 |  | 0 |  | 0 |  | 0 |  |  | 0 | 0 | 0 |  |  | 0 | 0 | 0 | 0 | 0 | 0 | 0 | 0 | 0 | 0 | 0 | 0 | 0 | 0 | 0 | 0 | 0 | 0 | 0 | 0 | 0
0 | 0 |  |  |  | 0 | [11 empty] | 0 | 0 |  | 0 |  | 0 | [5 empty] | 0 |  | 0 |  | 0 |  | 0 |  | 0 |  | 0 |  | 0 |  | 0 |  |  | 0 | 0 | 0 |  |  | 0 | 0 | 0 | 0 | 0 | 0 | 0 | 0 | 0 | 0 | 0 | 0 | 0 | 0 | 0 | 0 | 0 | 0 | 0 | 0 | 0
0 | 0 |  |  |  | 0 | [11 empty] | 0 | 0 |  | 0 |  | 0 | [5 empty] | 0 |  | 0 |  | 0 |  | 0 |  | 0 |  | 0 |  | 0 |  | 0 |  |  | 0 | 0 | 0 |  |  | 0 | 0 | 0 | 0 | 0 | 0 | 0 | 0 | 0 | 0 | 0 | 0 | 0 | 0 | 0 | 0 | 0 | 0 | 0 | 0 | 0
0 | 0 |  |  |  | 0 | [11 empty] | 0 | 0 |  | 0 |  | 0 | [5 empty] | 0 |  | 0 |  | 0 |  | 0 |  | 0 |  | 0 |  | 0 |  | 0 |  |  | 0 | 0 | 0 |  |  | 0 | 0 | 0 | 0 | 0 | 0 | 0 | 0 | 0 | 0 | 0 | 0 | 0 | 0 | 0 | 0 | 0 | 0 | 0 | 0 | 0
0 | 0 |  |  |  | 0 | [11 empty] | 0 | 0 |  | 0 |  | 0 | [5 empty] | 0 |  | 0 |  | 0 |  | 0 |  | 0 |  | 0 |  | 0 |  | 0 |  |  | 0 | 0 | 0 |  |  | 0 | 0 | 0 | 0 | 0 | 0 | 0 | 0 | 0 | 0 | 0 | 0 | 0 | 0 | 0 | 0 | 0 | 0 | 0 | 0 | 0
0 | 0 |  |  |  | 0 | [11 empty] | 0 | 0 |  | 0 |  | 0 | [5 empty] | 0 |  | 0 |  | 0 |  | 0 |  | 0 |  | 0 |  | 0 |  | 0 |  |  | 0 | 0 | 0 |  |  | 0 | 0 | 0 | 0 | 0 | 0 | 0 | 0 | 0 | 0 | 0 | 0 | 0 | 0 | 0 | 0 | 0 | 0 | 0 | 0 | 0
0 | 0 |  |  |  | 0 | [11 empty] | 0 | 0 |  | 0 |  | 0 | [5 empty] | 0 |  | 0 |  | 0 |  | 0 |  | 0 |  | 0 |  | 0 |  | 0 |  |  | 0 | 0 | 0 |  |  | 0 | 0 | 0 | 0 | 0 | 0 | 0 | 0 | 0 | 0 | 0 | 0 | 0 | 0 | 0 | 0 | 0 | 0 | 0 | 0 | 0
0 | 0 |  |  |  | 0 | [11 empty] | 0 | 0 |  | 0 |  | 0 | [5 empty] | 0 |  | 0 |  | 0 |  | 0 |  | 0 |  | 0 |  | 0 |  | 0 |  |  | 0 | 0 | 0 |  |  | 0 | 0 | 0 | 0 | 0 | 0 | 0 | 0 | 0 | 0 | 0 | 0 | 0 | 0 | 0 | 0 | 0 | 0 | 0 | 0 | 0
0 | 0 |  |  |  | 0 | [11 empty] | 0 | 0 |  | 0 |  | 0 | [5 empty] | 0 |  | 0 |  | 0 |  | 0 |  | 0 |  | 0 |  | 0 |  | 0 |  |  | 0 | 0 | 0 |  |  | 0 | 0 | 0 | 0 | 0 | 0 | 0 | 0 | 0 | 0 | 0 | 0 | 0 | 0 | 0 | 0 | 0 | 0 | 0 | 0 | 0
0 | 0 |  |  |  | 0 | [11 empty] | 0 | 0 |  | 0 |  | 0 | [5 empty] | 0 |  | 0 |  | 0 |  | 0 |  | 0 |  | 0 |  | 0 |  | 0 |  |  | 0 | 0 | 0 |  |  | 0 | 0 | 0 | 0 | 0 | 0 | 0 | 0 | 0 | 0 | 0 | 0 | 0 | 0 | 0 | 0 | 0 | 0 | 0 | 0 | 0
0 | 0 |  |  |  | 0 | [11 empty] | 0 | 0 |  | 0 |  | 0 | [5 empty] | 0 |  | 0 |  | 0 |  | 0 |  | 0 |  | 0 |  | 0 |  | 0 |  |  | 0 | 0 | 0 |  |  | 0 | 0 | 0 | 0 | 0 | 0 | 0 | 0 | 0 | 0 | 0 | 0 | 0 | 0 | 0 | 0 | 0 | 0 | 0 | 0 | 0
0 | 0 |  |  |  | 0 | [11 empty] | 0 | 0 |  | 0 |  | 0 | [5 empty] | 0 |  | 0 |  | 0 |  | 0 |  | 0 |  | 0 |  | 0 |  | 0 |  |  | 0 | 0 | 0 |  |  | 0 | 0 | 0 | 0 | 0 | 0 | 0 | 0 | 0 | 0 | 0 | 0 | 0 | 0 | 0 | 0 | 0 | 0 | 0 | 0 | 0
0 | 0 |  |  |  | 0 | [11 empty] | 0 | 0 |  | 0 |  | 0 | [5 empty] | 0 |  | 0 |  | 0 |  | 0 |  | 0 |  | 0 |  | 0 |  | 0 |  |  | 0 | 0 | 0 |  |  | 0 | 0 | 0 | 0 | 0 | 0 | 0 | 0 | 0 | 0 | 0 | 0 | 0 | 0 | 0 | 0 | 0 | 0 | 0 | 0 | 0
0 | 0 |  |  |  | 0 | [11 empty] | 0 | 0 |  | 0 |  | 0 | [5 empty] | 0 |  | 0 |  | 0 |  | 0 |  | 0 |  | 0 |  | 0 |  | 0 |  |  | 0 | 0 | 0 |  |  | 0 | 0 | 0 | 0 | 0 | 0 | 0 | 0 | 0 | 0 | 0 | 0 | 0 | 0 | 0 | 0 | 0 | 0 | 0 | 0 | 0
0 | 0 |  |  |  | 0 | [11 empty] | 0 | 0 |  | 0 |  | 0 | [5 empty] | 0 |  | 0 |  | 0 |  | 0 |  | 0 |  | 0 |  | 0 |  | 0 |  |  | 0 | 0 | 0 |  |  | 0 | 0 | 0 | 0 | 0 | 0 | 0 | 0 | 0 | 0 | 0 | 0 | 0 | 0 | 0 | 0 | 0 | 0 | 0 | 0 | 0
0 | 0 |  |  |  | 0 | [11 empty] | 0 | 0 |  | 0 |  | 0 | [5 empty] | 0 |  | 0 |  | 0 |  | 0 |  | 0 |  | 0 |  | 0 |  | 0 |  |  | 0 | 0 | 0 |  |  | 0 | 0 | 0 | 0 | 0 | 0 | 0 | 0 | 0 | 0 | 0 | 0 | 0 | 0 | 0 | 0 | 0 | 0 | 0 | 0 | 0
0 | 0 |  |  |  | 0 | [11 empty] | 0 | 0 |  | 0 |  | 0 | [5 empty] | 0 |  | 0 |  | 0 |  | 0 |  | 0 |  | 0 |  | 0 |  | 0 |  |  | 0 | 0 | 0 |  |  | 0 | 0 | 0 | 0 | 0 | 0 | 0 | 0 | 0 | 0 | 0 | 0 | 0 | 0 | 0 | 0 | 0 | 0 | 0 | 0 | 0
0 | 0 |  |  |  | 0 | [11 empty] | 0 | 0 |  | 0 |  | 0 | [5 empty] | 0 |  | 0 |  | 0 |  | 0 |  | 0 |  | 0 |  | 0 |  | 0 |  |  | 0 | 0 | 0 |  |  | 0 | 0 | 0 | 0 | 0 | 0 | 0 | 0 | 0 | 0 | 0 | 0 | 0 | 0 | 0 | 0 | 0 | 0 | 0 | 0 | 0
0 | 0 |  |  |  | 0 | [11 empty] | 0 | 0 |  | 0 |  | 0 | [5 empty] | 0 |  | 0 |  | 0 |  | 0 |  | 0 |  | 0 |  | 0 |  | 0 |  |  | 0 | 0 | 0 |  |  | 0 | 0 | 0 | 0 | 0 | 0 | 0 | 0 | 0 | 0 | 0 | 0 | 0 | 0 | 0 | 0 | 0 | 0 | 0 | 0 | 0
0 | 0 |  |  |  | 0 | [11 empty] | 0 | 0 |  | 0 |  | 0 | [5 empty] | 0 |  | 0 |  | 0 |  | 0 |  | 0 |  | 0 |  | 0 |  | 0 |  |  | 0 | 0 | 0 |  |  | 0 | 0 | 0 | 0 | 0 | 0 | 0 | 0 | 0 | 0 | 0 | 0 | 0 | 0 | 0 | 0 | 0 | 0 | 0 | 0 | 0
0 | 0 |  |  |  | 0 | [11 empty] | 0 | 0 |  | 0 |  | 0 | [5 empty] | 0 |  | 0 |  | 0 |  | 0 |  | 0 |  | 0 |  | 0 |  | 0 |  |  | 0 | 0 | 0 |  |  | 0 | 0 | 0 | 0 | 0 | 0 | 0 | 0 | 0 | 0 | 0 | 0 | 0 | 0 | 0 | 0 | 0 | 0 | 0 | 0 | 0
0 | 0 |  |  |  | 0 | [11 empty] | 0 | 0 |  | 0 |  | 0 | [5 empty] | 0 |  | 0 |  | 0 |  | 0 |  | 0 |  | 0 |  | 0 |  | 0 |  |  | 0 | 0 | 0 |  |  | 0 | 0 | 0 | 0 | 0 | 0 | 0 | 0 | 0 | 0 | 0 | 0 | 0 | 0 | 0 | 0 | 0 | 0 | 0 | 0 | 0
0 | 0 |  |  |  | 0 | [11 empty] | 0 | 0 |  | 0 |  | 0 | [5 empty] | 0 |  | 0 |  | 0 |  | 0 |  | 0 |  | 0 |  | 0 |  | 0 |  |  | 0 | 0 | 0 |  |  | 0 | 0 | 0 | 0 | 0 | 0 | 0 | 0 | 0 | 0 | 0 | 0 | 0 | 0 | 0 | 0 | 0 | 0 | 0 | 0 | 0
0 | 0 |  |  |  | 0 | [11 empty] | 0 | 0 |  | 0 |  | 0 | [5 empty] | 0 |  | 0 |  | 0 |  | 0 |  | 0 |  | 0 |  | 0 |  | 0 |  |  | 0 | 0 | 0 |  |  | 0 | 0 | 0 | 0 | 0 | 0 | 0 | 0 | 0 | 0 | 0 | 0 | 0 | 0 | 0 | 0 | 0 | 0 | 0 | 0 | 0
0 | 0 |  |  |  | 0 | [11 empty] | 0 | 0 |  | 0 |  | 0 | [5 empty] | 0 |  | 0 |  | 0 |  | 0 |  | 0 |  | 0 |  | 0 |  | 0 |  |  | 0 | 0 | 0 |  |  | 0 | 0 | 0 | 0 | 0 | 0 | 0 | 0 | 0 | 0 | 0 | 0 | 0 | 0 | 0 | 0 | 0 | 0 | 0 | 0 | 0
0 | 0 |  |  |  | 0 | [11 empty] | 0 | 0 |  | 0 |  | 0 | [5 empty] | 0 |  | 0 |  | 0 |  | 0 |  | 0 |  | 0 |  | 0 |  | 0 |  |  | 0 | 0 | 0 |  |  | 0 | 0 | 0 | 0 | 0 | 0 | 0 | 0 | 0 | 0 | 0 | 0 | 0 | 0 | 0 | 0 | 0 | 0 | 0 | 0 | 0
0 | 0 |  |  |  | 0 | [11 empty] | 0 | 0 |  | 0 |  | 0 | [5 empty] | 0 |  | 0 |  | 0 |  | 0 |  | 0 |  | 0 |  | 0 |  | 0 |  |  | 0 | 0 | 0 |  |  | 0 | 0 | 0 | 0 | 0 | 0 | 0 | 0 | 0 | 0 | 0 | 0 | 0 | 0 | 0 | 0 | 0 | 0 | 0 | 0 | 0
0 | 0 |  |  |  | 0 | [11 empty] | 0 | 0 |  | 0 |  | 0 | [5 empty] | 0 |  | 0 |  | 0 |  | 0 |  | 0 |  | 0 |  | 0 |  | 0 |  |  | 0 | 0 | 0 |  |  | 0 | 0 | 0 | 0 | 0 | 0 | 0 | 0 | 0 | 0 | 0 | 0 | 0 | 0 | 0 | 0 | 0 | 0 | 0 | 0 | 0
0 | 0 |  |  |  | 0 | [11 empty] | 0 | 0 |  | 0 |  | 0 | [5 empty] | 0 |  | 0 |  | 0 |  | 0 |  | 0 |  | 0 |  | 0 |  | 0 |  |  | 0 | 0 | 0 |  |  | 0 | 0 | 0 | 0 | 0 | 0 | 0 | 0 | 0 | 0 | 0 | 0 | 0 | 0 | 0 | 0 | 0 | 0 | 0 | 0 | 0
0 | 0 |  |  |  | 0 | [11 empty] | 0 | 0 |  | 0 |  | 0 | [5 empty] | 0 |  | 0 |  | 0 |  | 0 |  | 0 |  | 0 |  | 0 |  | 0 |  |  | 0 | 0 | 0 |  |  | 0 | 0 | 0 | 0 | 0 | 0 | 0 | 0 | 0 | 0 | 0 | 0 | 0 | 0 | 0 | 0 | 0 | 0 | 0 | 0 | 0
0 | 0 |  |  |  | 0 | [11 empty] | 0 | 0 |  | 0 |  | 0 | [5 empty] | 0 |  | 0 |  | 0 |  | 0 |  | 0 |  | 0 |  | 0 |  | 0 |  |  | 0 | 0 | 0 |  |  | 0 | 0 | 0 | 0 | 0 | 0 | 0 | 0 | 0 | 0 | 0 | 0 | 0 | 0 | 0 | 0 | 0 | 0 | 0 | 0 | 0
0 | 0 |  |  |  | 0 | [11 empty] | 0 | 0 |  | 0 |  | 0 | [5 empty] | 0 |  | 0 |  | 0 |  | 0 |  | 0 |  | 0 |  | 0 |  | 0 |  |  | 0 | 0 | 0 |  |  | 0 | 0 | 0 | 0 | 0 | 0 | 0 | 0 | 0 | 0 | 0 | 0 | 0 | 0 | 0 | 0 | 0 | 0 | 0 | 0 | 0
0 | 0 |  |  |  | 0 | [11 empty] | 0 | 0 |  | 0 |  | 0 | [5 empty] | 0 |  | 0 |  | 0 |  | 0 |  | 0 |  | 0 |  | 0 |  | 0 |  |  | 0 | 0 | 0 |  |  | 0 | 0 | 0 | 0 | 0 | 0 | 0 | 0 | 0 | 0 | 0 | 0 | 0 | 0 | 0 | 0 | 0 | 0 | 0 | 0 | 0
0 | 0 |  |  |  | 0 | [11 empty] | 0 | 0 |  | 0 |  | 0 | [5 empty] | 0 |  | 0 |  | 0 |  | 0 |  | 0 |  | 0 |  | 0 |  | 0 |  |  | 0 | 0 | 0 |  |  | 0 | 0 | 0 | 0 | 0 | 0 | 0 | 0 | 0 | 0 | 0 | 0 | 0 | 0 | 0 | 0 | 0 | 0 | 0 | 0 | 0
0 | 0 |  |  |  | 0 | [11 empty] | 0 | 0 |  | 0 |  | 0 | [5 empty] | 0 |  | 0 |  | 0 |  | 0 |  | 0 |  | 0 |  | 0 |  | 0 |  |  | 0 | 0 | 0 |  |  | 0 | 0 | 0 | 0 | 0 | 0 | 0 | 0 | 0 | 0 | 0 | 0 | 0 | 0 | 0 | 0 | 0 | 0 | 0 | 0 | 0
0 | 0 |  |  |  | 0 | [11 empty] | 0 | 0 |  | 0 |  | 0 | [5 empty] | 0 |  | 0 |  | 0 |  | 0 |  | 0 |  | 0 |  | 0 |  | 0 |  |  | 0 | 0 | 0 |  |  | 0 | 0 | 0 | 0 | 0 | 0 | 0 | 0 | 0 | 0 | 0 | 0 | 0 | 0 | 0 | 0 | 0 | 0 | 0 | 0 | 0
0 | 0 |  |  |  | 0 | [11 empty] | 0 | 0 |  | 0 |  | 0 | [5 empty] | 0 |  | 0 |  | 0 |  | 0 |  | 0 |  | 0 |  | 0 |  | 0 |  |  | 0 | 0 | 0 |  |  | 0 | 0 | 0 | 0 | 0 | 0 | 0 | 0 | 0 | 0 | 0 | 0 | 0 | 0 | 0 | 0 | 0 | 0 | 0 | 0 | 0
0 | 0 |  |  |  | 0 | [11 empty] | 0 | 0 |  | 0 |  | 0 | [5 empty] | 0 |  | 0 |  | 0 |  | 0 |  | 0 |  | 0 |  | 0 |  | 0 |  |  | 0 | 0 | 0 |  |  | 0 | 0 | 0 | 0 | 0 | 0 | 0 | 0 | 0 | 0 | 0 | 0 | 0 | 0 | 0 | 0 | 0 | 0 | 0 | 0 | 0
0 | 0 |  |  |  | 0 | [11 empty] | 0 | 0 |  | 0 |  | 0 | [5 empty] | 0 |  | 0 |  | 0 |  | 0 |  | 0 |  | 0 |  | 0 |  | 0 |  |  | 0 | 0 | 0 |  |  | 0 | 0 | 0 | 0 | 0 | 0 | 0 | 0 | 0 | 0 | 0 | 0 | 0 | 0 | 0 | 0 | 0 | 0 | 0 | 0 | 0
0 | 0 |  |  |  | 0 | [11 empty] | 0 | 0 |  | 0 |  | 0 | [5 empty] | 0 |  | 0 |  | 0 |  | 0 |  | 0 |  | 0 |  | 0 |  | 0 |  |  | 0 | 0 | 0 |  |  | 0 | 0 | 0 | 0 | 0 | 0 | 0 | 0 | 0 | 0 | 0 | 0 | 0 | 0 | 0 | 0 | 0 | 0 | 0 | 0 | 0
0 | 0 |  |  |  | 0 | [11 empty] | 0 | 0 |  | 0 |  | 0 | [5 empty] | 0 |  | 0 |  | 0 |  | 0 |  | 0 |  | 0 |  | 0 |  | 0 |  |  | 0 | 0 | 0 |  |  | 0 | 0 | 0 | 0 | 0 | 0 | 0 | 0 | 0 | 0 | 0 | 0 | 0 | 0 | 0 | 0 | 0 | 0 | 0 | 0 | 0
0 | 0 |  |  |  | 0 | [11 empty] | 0 | 0 |  | 0 |  | 0 | [5 empty] | 0 |  | 0 |  | 0 |  | 0 |  | 0 |  | 0 |  | 0 |  | 0 |  |  | 0 | 0 | 0 |  |  | 0 | 0 | 0 | 0 | 0 | 0 | 0 | 0 | 0 | 0 | 0 | 0 | 0 | 0 | 0 | 0 | 0 | 0 | 0 | 0 | 0
0 | 0 |  |  |  | 0 | [11 empty] | 0 | 0 |  | 0 |  | 0 | [5 empty] | 0 |  | 0 |  | 0 |  | 0 |  | 0 |  | 0 |  | 0 |  | 0 |  |  | 0 | 0 | 0 |  |  | 0 | 0 | 0 | 0 | 0 | 0 | 0 | 0 | 0 | 0 | 0 | 0 | 0 | 0 | 0 | 0 | 0 | 0 | 0 | 0 | 0
0 | 0 |  |  |  | 0 | [11 empty] | 0 | 0 |  | 0 |  | 0 | [5 empty] | 0 |  | 0 |  | 0 |  | 0 |  | 0 |  | 0 |  | 0 |  | 0 |  |  | 0 | 0 | 0 |  |  | 0 | 0 | 0 | 0 | 0 | 0 | 0 | 0 | 0 | 0 | 0 | 0 | 0 | 0 | 0 | 0 | 0 | 0 | 0 | 0 | 0
0 | 0 |  |  |  | 0 | [11 empty] | 0 | 0 |  | 0 |  | 0 | [5 empty] | 0 |  | 0 |  | 0 |  | 0 |  | 0 |  | 0 |  | 0 |  | 0 |  |  | 0 | 0 | 0 |  |  | 0 | 0 | 0 | 0 | 0 | 0 | 0 | 0 | 0 | 0 | 0 | 0 | 0 | 0 | 0 | 0 | 0 | 0 | 0 | 0 | 0
0 | 0 |  |  |  | 0 | [11 empty] | 0 | 0 |  | 0 |  | 0 | [5 empty] | 0 |  | 0 |  | 0 |  | 0 |  | 0 |  | 0 |  | 0 |  | 0 |  |  | 0 | 0 | 0 |  |  | 0 | 0 | 0 | 0 | 0 | 0 | 0 | 0 | 0 | 0 | 0 | 0 | 0 | 0 | 0 | 0 | 0 | 0 | 0 | 0 | 0
0 | 0 |  |  |  | 0 | [11 empty] | 0 | 0 |  | 0 |  | 0 | [5 empty] | 0 |  | 0 |  | 0 |  | 0 |  | 0 |  | 0 |  | 0 |  | 0 |  |  | 0 | 0 | 0 |  |  | 0 | 0 | 0 | 0 | 0 | 0 | 0 | 0 | 0 | 0 | 0 | 0 | 0 | 0 | 0 | 0 | 0 | 0 | 0 | 0 | 0
0 | 0 |  |  |  | 0 | [11 empty] | 0 | 0 |  | 0 |  | 0 | [5 empty] | 0 |  | 0 |  | 0 |  | 0 |  | 0 |  | 0 |  | 0 |  | 0 |  |  | 0 | 0 | 0 |  |  | 0 | 0 | 0 | 0 | 0 | 0 | 0 | 0 | 0 | 0 | 0 | 0 | 0 | 0 | 0 | 0 | 0 | 0 | 0 | 0 | 0
0 | 0 |  |  |  | 0 | [11 empty] | 0 | 0 |  | 0 |  | 0 | [5 empty] | 0 |  | 0 |  | 0 |  | 0 |  | 0 |  | 0 |  | 0 |  | 0 |  |  | 0 | 0 | 0 |  |  | 0 | 0 | 0 | 0 | 0 | 0 | 0 | 0 | 0 | 0 | 0 | 0 | 0 | 0 | 0 | 0 | 0 | 0 | 0 | 0 | 0
0 | 0 |  |  |  | 0 | [11 empty] | 0 | 0 |  | 0 |  | 0 | [5 empty] | 0 |  | 0 |  | 0 |  | 0 |  | 0 |  | 0 |  | 0 |  | 0 |  |  | 0 | 0 | 0 |  |  | 0 | 0 | 0 | 0 | 0 | 0 | 0 | 0 | 0 | 0 | 0 | 0 | 0 | 0 | 0 | 0 | 0 | 0 | 0 | 0 | 0
0 | 0 |  |  |  | 0 | [11 empty] | 0 | 0 |  | 0 |  | 0 | [5 empty] | 0 |  | 0 |  | 0 |  | 0 |  | 0 |  | 0 |  | 0 |  | 0 |  |  | 0 | 0 | 0 |  |  | 0 | 0 | 0 | 0 | 0 | 0 | 0 | 0 | 0 | 0 | 0 | 0 | 0 | 0 | 0 | 0 | 0 | 0 | 0 | 0 | 0
0 | 0 |  |  |  | 0 | [11 empty] | 0 | 0 |  | 0 |  | 0 | [5 empty] | 0 |  | 0 |  | 0 |  | 0 |  | 0 |  | 0 |  | 0 |  | 0 |  |  | 0 | 0 | 0 |  |  | 0 | 0 | 0 | 0 | 0 | 0 | 0 | 0 | 0 | 0 | 0 | 0 | 0 | 0 | 0 | 0 | 0 | 0 | 0 | 0 | 0
0 | 0 |  |  |  | 0 | [11 empty] | 0 | 0 |  | 0 |  | 0 | [5 empty] | 0 |  | 0 |  | 0 |  | 0 |  | 0 |  | 0 |  | 0 |  | 0 |  |  | 0 | 0 | 0 |  |  | 0 | 0 | 0 | 0 | 0 | 0 | 0 | 0 | 0 | 0 | 0 | 0 | 0 | 0 | 0 | 0 | 0 | 0 | 0 | 0 | 0
0
[6 empty] | END |  | Total Price for Schedule 11 | [9 empty] | 0 |  | 0 |  | 0 | Baht |  | Baht |  | Baht |  | Baht |  | Baht |  |  | 0 | Baht |  | Baht |  | Baht |  | Baht |  |  |  |  | Baht | Baht |  |  | Baht | Baht | Baht | Baht | Baht | Baht | Baht | Baht | Baht | Baht | Baht | Baht | Baht | Baht | Baht | Baht | Baht | Baht | Baht | Baht | Baht | bar: 79 to 81
[18 empty] | 0 |  | 0 |  | 0 | [5 empty] | 0 |  | 0 |  | 0 |  | 0 |  | 0 |  | 0 |  | 0 |  | 0 |  |  |  | 0 | 0 |  |  | 0 | 0 | 0 | 0 | 0 | 0 | 0 | 0 | 0 | 0 | 0 | 0 | 0 | 0 | 0 | 0 | 0 | 0 | 0 | 0 | 0 | bar: 79 to 81
[18 empty] | 0 |  | 0 |  | 0 | [11 empty] | 0 | bar: 79 to 81
[18 empty] | 0 |  | 0 |  | 0 | [11 empty] | 0 | bar: 79 to 81
[18 empty] | 0 |  | 0 |  | 0 | [11 empty] | 0
[18 empty] | 0 |  | 0 |  | 0 | [11 empty] | 0
[18 empty] | 0 |  | 0 |  | 0 | [11 empty] | 0
[18 empty] | 0 |  | 0 |  | 0 | [11 empty] | 0
000000000000000000000000000000000000000
0000000000000000000000000000000000000000
000000000000000000000
[8 empty] | 0 | 0 |  |  |  |  | 0000000000000000000000000000000000000000000000000000000000000000000000000000000000000000000000000000
[8 empty] | 0 | 0
[8 empty] | 0 | 0
[8 empty] | 0 | 0
[8 empty] | 0 | 0
[8 empty] | 0 | 0
[8 empty] | 0 | 0
[8 empty] | 0 | 0
[8 empty] | 0 | 0
[8 empty] | 0 | 0
[8 empty] | 0 | 0
[8 empty] | 0 | 0
[8 empty] | 0 | 0
[8 empty] | 0 | 0
[8 empty] | 0 | 0
[8 empty] | 0 | 0
[8 empty] | 0 | 0
[8 empty] | 0 | 0
[8 empty] | 0 | 0
[8 empty] | 0 | 0
[8 empty] | 0 | 0
[8 empty] | 0 | 0
[8 empty] | 0 | 0
[8 empty] | 0 | 0
[8 empty] | 0 | 0
[8 empty] | 0 | 0
[8 empty] | 0 | 0
[8 empty] | 0 | 0
[8 empty] | 0 | 0
[8 empty] | 0 | 0
[8 empty] | 0 | 0
[8 empty] | 0 | 0
[8 empty] | 0 | 0
[8 empty] | 0 | 0
[8 empty] | 0 | 0
[8 empty] | 0 | 0
[8 empty] | 0 | 0
[8 empty] | 0 | 0
[8 empty] | 0 | 0
[8 empty] | 0 | 0
[8 empty] | 0 | 0
[8 empty] | 0 | 0
[8 empty] | 0 | 0
[8 empty] | 0 | 0
[8 empty] | 0 | 0
[8 empty] | 0 | 0
[8 empty] | 0 | 0
[8 empty] | 0 | 0
[8 empty] | 0 | 0
[8 empty] | 0 | 0
[8 empty] | 0 | 0
[8 empty] | 0 | 0
[8 empty] | 0 | 0
[8 empty] | 0 | 0
[8 empty] | 0 | 0
[8 empty] | 0 | 0
[8 empty] | 0 | 0
[8 empty] | 0 | 0
[8 empty] | 0 | 0
[8 empty] | 0 | 0
[8 empty] | 0 | 0
[8 empty] | 0 | 0
[8 empty] | 0 | 0
[8 empty] | 0 | 0
[8 empty] | 0 | 0
[8 empty] | 0 | 0
[8 empty] | 0 | 0
[8 empty] | 0 | 0
[8 empty] | 0 | 0
[8 empty] | 0 | 0
[8 empty] | 0 | 0
[8 empty] | 0 | 0
[8 empty] | 0 | 0
[8 empty] | 0 | 0
[8 empty] | 0 | 0
[8 empty] | 0 | 0
[8 empty] | 0 | 0
[8 empty] | 0 | 0
[8 empty] | 0 | 0
[8 empty] | 0 | 0
[8 empty] | 0 | 0
[8 empty] | 0 | 0
[8 empty] | 0 | 0
[8 empty] | 0 | 0
[8 empty] | 0 | 0
[8 empty] | 0 | 0
[8 empty] | 0 | 0
[8 empty] | 0 | 0
[8 empty] | 0 | 0
[8 empty] | 0 | 0
[8 empty] | 0 | 0
[8 empty] | 0 | 0
[8 empty] | 0 | 0
[8 empty] | 0 | 0
[8 empty] | 0 | 0
[8 empty] | 0 | 0
[8 empty] | 0 | 0
[8 empty] | 0 | 0
[8 empty] | 0 | 0
[8 empty] | 0 | 0

## Sch 12 (hidden)
INVITATION TO BID NO. VKS1-SWG-01
Schedule 12 :
[77 empty] | 79 | 80 | 81 | 82 | 83 | 84 | 85 | 86 | 87 | 88 | 89 | 90 | 91 | 92 | 93 | 94 | 95 | 96 | 97 | 98 | 99 | 100 | 101 | 102 | 103 | 104 | 105 | 106 | 107 | 108 | 109 | 110 | 111 | 112 | 113 | 114 | 115 | 116 | 117 | 118 | 119 | 120 | 121 | 122 | 123 | 124 | 125 | 126 | 127 | 128
[8 empty] | SUPPLY OF 115 KV COMPACT SWITCHGEAR | [62 empty] | 72 | 73 | 75 | 76 | 77 | 78 | 82: Breakdown per Item :
[8 empty] | TRANSMISSION SYSTEM FOR HYDRO-FLOATING SOLAR HYBRID PROJECT VAJIRALONGKORN DAM UNIT 1 | [68 empty] | 82: Schedule :
System :
Job No. | Substation | Delivery Required by EGAT |  |  |  | Material group | Code No. | Item No. | Description | Short Description | Drawing No. / Reference No. | Qty. | Unit | Currency | Supply of Equipment |  |  |  | Supply of Equipment |  | Supply of Equipment |  | Supply of Equipment |  |  |  | Supply of Equipment |  | Supply of Equipment |  | Supply of Equipment |  | Foreign Currency |  | Local Currency |  | Local Transportation |  | Local Transportation, Construction and Installation |  | Purchase Price Offered for Dismantled Equipment |  | Plant |  | UOM | [25 empty] | Irrelevant | Incoterm | Account Assignment | Cost Object | Fund Center |  | 105: CFR Thai Port; 107: CIF Thai Port; 109: DDP EGAT 's Store; 111: Local Transportation; 113: Custom Clearance; 115: DDP EGAT 's Store; 117: Ex-works Price; 119: Local Transportation; 121: Foreign Currency; 123: Local Currency; 125: Local Transportation to EGAT 's Store; 127: Local Transportation, Construction and Installation | Long Description | Short Description
|  | (with in months after receipt of the notification of award) | [12 empty] | Foreign Supply |  |  |  | Foreign Supply |  | Foreign Supply |  | Foreign Supply | [5 empty] | Local Supply |  | Local Supply | [16 empty] | Preference | % Import Duty | Preference | CFR Price | CIF Price | Foreign Currency | Ex-works Price | Local Currency | Local Transportation | Local Transportation, | Marine Insurance Price | Customs Clearance | Import Duty Price | VAT for Imported Equipment | VAT for Import Duty | VAT for | VAT for Ex-works Price | VAT for | VAT for | VAT for Transportation, Construction and Installation | Foreign | Local | Evaluation Price | [6 empty] | 115: ( excluding VAT ); 117: ( excluding VAT )
[5 empty] | Completion Date | [9 empty] | FOB Vessel | Cost of | CFR Thai Port |  | CIF Thai Port |  | DDP EGAT 's Store |  | Local Transportation |  | Custom Clearance |  | DDP EGAT 's Store |  | Ex-works Price |  | Local Transportation | [12 empty] | Breakdown tab |  | Proposed Price | Evaluation Price | Status | [7 empty] | to EGAT 's Store | Construction and | [5 empty] | Foreign Currency |  | Local Currency | Local Transportation |  | Price Adjustment | Price Adjustment | [7 empty] | 104: Incoterm; 105: CFR; 107: CIF; 109: DDP; 111: ZTF; 113: ZCC; 115: DDP; 117: EXW; 119: ZTL; 125: ZTT; 127: ZCN
|  | CFR Thai Port | DDP or EGAT's Store | Ex-works | [11 empty] | Transportation | [10 empty] | ( excluding VAT ) |  | ( excluding VAT ) |  | ( excluding VAT ) |  |  |  | ( excluding VAT ) |  | ( excluding VAT ) |  | ( excluding VAT ) |  | ( including VAT ) | [15 empty] | Installation | [%Insure(110%(CFR))] | [%Custom(CIF)] | [%Import Duty(CIF)] | [ %VAT(CFR/CIF) ] | [ %VAT( Import Duty) ] | [ %VAT(Foreign Currency) ] | [ %VAT(Ex-works Price) ] | [ %VAT(Local Currency) ] | to EGAT 's Store | [10 empty] | 104: Material group; 111: SV-TRN-MT; 113: SV-CTM; 119: SV-TRN-MT; 125: SV-TRN-MT; 127: SV-CVL
[16 empty] | to Thai Port | [6 empty] | Baht |  | Baht |  | Baht |  | Baht |  | Baht |  |  |  | Baht |  | Baht |  | Baht |  | Baht |  |  |  |  | Baht | Baht |  |  | Baht | Baht | Baht | Baht | Baht | Baht | Baht | Baht | Baht | Baht | Baht | Baht | Baht | Baht | Baht | Baht | Baht | Baht | Baht | Baht | Baht
|  | (month) | (month) | (month) | (month) | [9 empty] | Unit Price | Unit Price | Unit Price | Amount | Unit Price | Amount | Unit Price | Amount | Unit Price | Amount | Unit Price | Amount | Unit Price | Amount | Unit Price | Amount | Unit Price | Amount | Unit Price | Amount | Unit Price | Amount | Unit Price | Amount | Unit Price | Amount | Unit Price | Amount | [5 empty] | (Y/N) | (IPDTY) | (PRF) | (CFR) | (CIF) | (FC) | (EW) | (LC) | (LT) | (TCI) | (MI) | (CC) | ( IDP) | (VATIE) | (VATID) | (VATFC) | (VATEW) | (VATLC) | (VATLT) | (VATTCI) | (FPA) | (LPA) | (EVAPR)
0 | 0 |  |  |  | 0 | [11 empty] | 0 | 0 |  | 0 |  | 0 | [5 empty] | 0 |  | 0 |  | 0 |  | 0 |  | 0 |  | 0 |  | 0 |  | 0 |  |  | 0 | 0 | 0 |  |  | 0 | 0 | 0 | 0 | 0 | 0 | 0 | 0 | 0 | 0 | 0 | 0 | 0 | 0 | 0 | 0 | 0 | 0 | 0 | 0 | 0
0 | 0 |  |  |  | 0 | [11 empty] | 0 | 0 |  | 0 |  | 0 | [5 empty] | 0 |  | 0 |  | 0 |  | 0 |  | 0 |  | 0 |  | 0 |  | 0 |  |  | 0 | 0 | 0 |  |  | 0 | 0 | 0 | 0 | 0 | 0 | 0 | 0 | 0 | 0 | 0 | 0 | 0 | 0 | 0 | 0 | 0 | 0 | 0 | 0 | 0
0 | 0 |  |  |  | 0 | [11 empty] | 0 | 0 |  | 0 |  | 0 | [5 empty] | 0 |  | 0 |  | 0 |  | 0 |  | 0 |  | 0 |  | 0 |  | 0 |  |  | 0 | 0 | 0 |  |  | 0 | 0 | 0 | 0 | 0 | 0 | 0 | 0 | 0 | 0 | 0 | 0 | 0 | 0 | 0 | 0 | 0 | 0 | 0 | 0 | 0
0 | 0 |  |  |  | 0 | [11 empty] | 0 | 0 |  | 0 |  | 0 | [5 empty] | 0 |  | 0 |  | 0 |  | 0 |  | 0 |  | 0 |  | 0 |  | 0 |  |  | 0 | 0 | 0 |  |  | 0 | 0 | 0 | 0 | 0 | 0 | 0 | 0 | 0 | 0 | 0 | 0 | 0 | 0 | 0 | 0 | 0 | 0 | 0 | 0 | 0
0 | 0 |  |  |  | 0 | [11 empty] | 0 | 0 |  | 0 |  | 0 | [5 empty] | 0 |  | 0 |  | 0 |  | 0 |  | 0 |  | 0 |  | 0 |  | 0 |  |  | 0 | 0 | 0 |  |  | 0 | 0 | 0 | 0 | 0 | 0 | 0 | 0 | 0 | 0 | 0 | 0 | 0 | 0 | 0 | 0 | 0 | 0 | 0 | 0 | 0
0 | 0 |  |  |  | 0 | [11 empty] | 0 | 0 |  | 0 |  | 0 | [5 empty] | 0 |  | 0 |  | 0 |  | 0 |  | 0 |  | 0 |  | 0 |  | 0 |  |  | 0 | 0 | 0 |  |  | 0 | 0 | 0 | 0 | 0 | 0 | 0 | 0 | 0 | 0 | 0 | 0 | 0 | 0 | 0 | 0 | 0 | 0 | 0 | 0 | 0
0 | 0 |  |  |  | 0 | [11 empty] | 0 | 0 |  | 0 |  | 0 | [5 empty] | 0 |  | 0 |  | 0 |  | 0 |  | 0 |  | 0 |  | 0 |  | 0 |  |  | 0 | 0 | 0 |  |  | 0 | 0 | 0 | 0 | 0 | 0 | 0 | 0 | 0 | 0 | 0 | 0 | 0 | 0 | 0 | 0 | 0 | 0 | 0 | 0 | 0
0 | 0 |  |  |  | 0 | [11 empty] | 0 | 0 |  | 0 |  | 0 | [5 empty] | 0 |  | 0 |  | 0 |  | 0 |  | 0 |  | 0 |  | 0 |  | 0 |  |  | 0 | 0 | 0 |  |  | 0 | 0 | 0 | 0 | 0 | 0 | 0 | 0 | 0 | 0 | 0 | 0 | 0 | 0 | 0 | 0 | 0 | 0 | 0 | 0 | 0
0 | 0 |  |  |  | 0 | [11 empty] | 0 | 0 |  | 0 |  | 0 | [5 empty] | 0 |  | 0 |  | 0 |  | 0 |  | 0 |  | 0 |  | 0 |  | 0 |  |  | 0 | 0 | 0 |  |  | 0 | 0 | 0 | 0 | 0 | 0 | 0 | 0 | 0 | 0 | 0 | 0 | 0 | 0 | 0 | 0 | 0 | 0 | 0 | 0 | 0
0 | 0 |  |  |  | 0 | [11 empty] | 0 | 0 |  | 0 |  | 0 | [5 empty] | 0 |  | 0 |  | 0 |  | 0 |  | 0 |  | 0 |  | 0 |  | 0 |  |  | 0 | 0 | 0 |  |  | 0 | 0 | 0 | 0 | 0 | 0 | 0 | 0 | 0 | 0 | 0 | 0 | 0 | 0 | 0 | 0 | 0 | 0 | 0 | 0 | 0
0 | 0 |  |  |  | 0 | [11 empty] | 0 | 0 |  | 0 |  | 0 | [5 empty] | 0 |  | 0 |  | 0 |  | 0 |  | 0 |  | 0 |  | 0 |  | 0 |  |  | 0 | 0 | 0 |  |  | 0 | 0 | 0 | 0 | 0 | 0 | 0 | 0 | 0 | 0 | 0 | 0 | 0 | 0 | 0 | 0 | 0 | 0 | 0 | 0 | 0
0 | 0 |  |  |  | 0 | [11 empty] | 0 | 0 |  | 0 |  | 0 | [5 empty] | 0 |  | 0 |  | 0 |  | 0 |  | 0 |  | 0 |  | 0 |  | 0 |  |  | 0 | 0 | 0 |  |  | 0 | 0 | 0 | 0 | 0 | 0 | 0 | 0 | 0 | 0 | 0 | 0 | 0 | 0 | 0 | 0 | 0 | 0 | 0 | 0 | 0
0 | 0 |  |  |  | 0 | [11 empty] | 0 | 0 |  | 0 |  | 0 | [5 empty] | 0 |  | 0 |  | 0 |  | 0 |  | 0 |  | 0 |  | 0 |  | 0 |  |  | 0 | 0 | 0 |  |  | 0 | 0 | 0 | 0 | 0 | 0 | 0 | 0 | 0 | 0 | 0 | 0 | 0 | 0 | 0 | 0 | 0 | 0 | 0 | 0 | 0
0 | 0 |  |  |  | 0 | [11 empty] | 0 | 0 |  | 0 |  | 0 | [5 empty] | 0 |  | 0 |  | 0 |  | 0 |  | 0 |  | 0 |  | 0 |  | 0 |  |  | 0 | 0 | 0 |  |  | 0 | 0 | 0 | 0 | 0 | 0 | 0 | 0 | 0 | 0 | 0 | 0 | 0 | 0 | 0 | 0 | 0 | 0 | 0 | 0 | 0
0 | 0 |  |  |  | 0 | [11 empty] | 0 | 0 |  | 0 |  | 0 | [5 empty] | 0 |  | 0 |  | 0 |  | 0 |  | 0 |  | 0 |  | 0 |  | 0 |  |  | 0 | 0 | 0 |  |  | 0 | 0 | 0 | 0 | 0 | 0 | 0 | 0 | 0 | 0 | 0 | 0 | 0 | 0 | 0 | 0 | 0 | 0 | 0 | 0 | 0
0 | 0 |  |  |  | 0 | [11 empty] | 0 | 0 |  | 0 |  | 0 | [5 empty] | 0 |  | 0 |  | 0 |  | 0 |  | 0 |  | 0 |  | 0 |  | 0 |  |  | 0 | 0 | 0 |  |  | 0 | 0 | 0 | 0 | 0 | 0 | 0 | 0 | 0 | 0 | 0 | 0 | 0 | 0 | 0 | 0 | 0 | 0 | 0 | 0 | 0
0 | 0 |  |  |  | 0 | [11 empty] | 0 | 0 |  | 0 |  | 0 | [5 empty] | 0 |  | 0 |  | 0 |  | 0 |  | 0 |  | 0 |  | 0 |  | 0 |  |  | 0 | 0 | 0 |  |  | 0 | 0 | 0 | 0 | 0 | 0 | 0 | 0 | 0 | 0 | 0 | 0 | 0 | 0 | 0 | 0 | 0 | 0 | 0 | 0 | 0
0 | 0 |  |  |  | 0 | [11 empty] | 0 | 0 |  | 0 |  | 0 | [5 empty] | 0 |  | 0 |  | 0 |  | 0 |  | 0 |  | 0 |  | 0 |  | 0 |  |  | 0 | 0 | 0 |  |  | 0 | 0 | 0 | 0 | 0 | 0 | 0 | 0 | 0 | 0 | 0 | 0 | 0 | 0 | 0 | 0 | 0 | 0 | 0 | 0 | 0
0 | 0 |  |  |  | 0 | [11 empty] | 0 | 0 |  | 0 |  | 0 | [5 empty] | 0 |  | 0 |  | 0 |  | 0 |  | 0 |  | 0 |  | 0 |  | 0 |  |  | 0 | 0 | 0 |  |  | 0 | 0 | 0 | 0 | 0 | 0 | 0 | 0 | 0 | 0 | 0 | 0 | 0 | 0 | 0 | 0 | 0 | 0 | 0 | 0 | 0
0 | 0 |  |  |  | 0 | [11 empty] | 0 | 0 |  | 0 |  | 0 | [5 empty] | 0 |  | 0 |  | 0 |  | 0 |  | 0 |  | 0 |  | 0 |  | 0 |  |  | 0 | 0 | 0 |  |  | 0 | 0 | 0 | 0 | 0 | 0 | 0 | 0 | 0 | 0 | 0 | 0 | 0 | 0 | 0 | 0 | 0 | 0 | 0 | 0 | 0
0 | 0 |  |  |  | 0 | [11 empty] | 0 | 0 |  | 0 |  | 0 | [5 empty] | 0 |  | 0 |  | 0 |  | 0 |  | 0 |  | 0 |  | 0 |  | 0 |  |  | 0 | 0 | 0 |  |  | 0 | 0 | 0 | 0 | 0 | 0 | 0 | 0 | 0 | 0 | 0 | 0 | 0 | 0 | 0 | 0 | 0 | 0 | 0 | 0 | 0
0 | 0 |  |  |  | 0 | [11 empty] | 0 | 0 |  | 0 |  | 0 | [5 empty] | 0 |  | 0 |  | 0 |  | 0 |  | 0 |  | 0 |  | 0 |  | 0 |  |  | 0 | 0 | 0 |  |  | 0 | 0 | 0 | 0 | 0 | 0 | 0 | 0 | 0 | 0 | 0 | 0 | 0 | 0 | 0 | 0 | 0 | 0 | 0 | 0 | 0
0 | 0 |  |  |  | 0 | [11 empty] | 0 | 0 |  | 0 |  | 0 | [5 empty] | 0 |  | 0 |  | 0 |  | 0 |  | 0 |  | 0 |  | 0 |  | 0 |  |  | 0 | 0 | 0 |  |  | 0 | 0 | 0 | 0 | 0 | 0 | 0 | 0 | 0 | 0 | 0 | 0 | 0 | 0 | 0 | 0 | 0 | 0 | 0 | 0 | 0
0 | 0 |  |  |  | 0 | [11 empty] | 0 | 0 |  | 0 |  | 0 | [5 empty] | 0 |  | 0 |  | 0 |  | 0 |  | 0 |  | 0 |  | 0 |  | 0 |  |  | 0 | 0 | 0 |  |  | 0 | 0 | 0 | 0 | 0 | 0 | 0 | 0 | 0 | 0 | 0 | 0 | 0 | 0 | 0 | 0 | 0 | 0 | 0 | 0 | 0
0 | 0 |  |  |  | 0 | [11 empty] | 0 | 0 |  | 0 |  | 0 | [5 empty] | 0 |  | 0 |  | 0 |  | 0 |  | 0 |  | 0 |  | 0 |  | 0 |  |  | 0 | 0 | 0 |  |  | 0 | 0 | 0 | 0 | 0 | 0 | 0 | 0 | 0 | 0 | 0 | 0 | 0 | 0 | 0 | 0 | 0 | 0 | 0 | 0 | 0
0 | 0 |  |  |  | 0 | [11 empty] | 0 | 0 |  | 0 |  | 0 | [5 empty] | 0 |  | 0 |  | 0 |  | 0 |  | 0 |  | 0 |  | 0 |  | 0 |  |  | 0 | 0 | 0 |  |  | 0 | 0 | 0 | 0 | 0 | 0 | 0 | 0 | 0 | 0 | 0 | 0 | 0 | 0 | 0 | 0 | 0 | 0 | 0 | 0 | 0
0 | 0 |  |  |  | 0 | [11 empty] | 0 | 0 |  | 0 |  | 0 | [5 empty] | 0 |  | 0 |  | 0 |  | 0 |  | 0 |  | 0 |  | 0 |  | 0 |  |  | 0 | 0 | 0 |  |  | 0 | 0 | 0 | 0 | 0 | 0 | 0 | 0 | 0 | 0 | 0 | 0 | 0 | 0 | 0 | 0 | 0 | 0 | 0 | 0 | 0
0 | 0 |  |  |  | 0 | [11 empty] | 0 | 0 |  | 0 |  | 0 | [5 empty] | 0 |  | 0 |  | 0 |  | 0 |  | 0 |  | 0 |  | 0 |  | 0 |  |  | 0 | 0 | 0 |  |  | 0 | 0 | 0 | 0 | 0 | 0 | 0 | 0 | 0 | 0 | 0 | 0 | 0 | 0 | 0 | 0 | 0 | 0 | 0 | 0 | 0
0 | 0 |  |  |  | 0 | [11 empty] | 0 | 0 |  | 0 |  | 0 | [5 empty] | 0 |  | 0 |  | 0 |  | 0 |  | 0 |  | 0 |  | 0 |  | 0 |  |  | 0 | 0 | 0 |  |  | 0 | 0 | 0 | 0 | 0 | 0 | 0 | 0 | 0 | 0 | 0 | 0 | 0 | 0 | 0 | 0 | 0 | 0 | 0 | 0 | 0
0 | 0 |  |  |  | 0 | [11 empty] | 0 | 0 |  | 0 |  | 0 | [5 empty] | 0 |  | 0 |  | 0 |  | 0 |  | 0 |  | 0 |  | 0 |  | 0 |  |  | 0 | 0 | 0 |  |  | 0 | 0 | 0 | 0 | 0 | 0 | 0 | 0 | 0 | 0 | 0 | 0 | 0 | 0 | 0 | 0 | 0 | 0 | 0 | 0 | 0
0 | 0 |  |  |  | 0 | [11 empty] | 0 | 0 |  | 0 |  | 0 | [5 empty] | 0 |  | 0 |  | 0 |  | 0 |  | 0 |  | 0 |  | 0 |  | 0 |  |  | 0 | 0 | 0 |  |  | 0 | 0 | 0 | 0 | 0 | 0 | 0 | 0 | 0 | 0 | 0 | 0 | 0 | 0 | 0 | 0 | 0 | 0 | 0 | 0 | 0
0 | 0 |  |  |  | 0 | [11 empty] | 0 | 0 |  | 0 |  | 0 | [5 empty] | 0 |  | 0 |  | 0 |  | 0 |  | 0 |  | 0 |  | 0 |  | 0 |  |  | 0 | 0 | 0 |  |  | 0 | 0 | 0 | 0 | 0 | 0 | 0 | 0 | 0 | 0 | 0 | 0 | 0 | 0 | 0 | 0 | 0 | 0 | 0 | 0 | 0
0 | 0 |  |  |  | 0 | [11 empty] | 0 | 0 |  | 0 |  | 0 | [5 empty] | 0 |  | 0 |  | 0 |  | 0 |  | 0 |  | 0 |  | 0 |  | 0 |  |  | 0 | 0 | 0 |  |  | 0 | 0 | 0 | 0 | 0 | 0 | 0 | 0 | 0 | 0 | 0 | 0 | 0 | 0 | 0 | 0 | 0 | 0 | 0 | 0 | 0
0 | 0 |  |  |  | 0 | [11 empty] | 0 | 0 |  | 0 |  | 0 | [5 empty] | 0 |  | 0 |  | 0 |  | 0 |  | 0 |  | 0 |  | 0 |  | 0 |  |  | 0 | 0 | 0 |  |  | 0 | 0 | 0 | 0 | 0 | 0 | 0 | 0 | 0 | 0 | 0 | 0 | 0 | 0 | 0 | 0 | 0 | 0 | 0 | 0 | 0
0 | 0 |  |  |  | 0 | [11 empty] | 0 | 0 |  | 0 |  | 0 | [5 empty] | 0 |  | 0 |  | 0 |  | 0 |  | 0 |  | 0 |  | 0 |  | 0 |  |  | 0 | 0 | 0 |  |  | 0 | 0 | 0 | 0 | 0 | 0 | 0 | 0 | 0 | 0 | 0 | 0 | 0 | 0 | 0 | 0 | 0 | 0 | 0 | 0 | 0
0 | 0 |  |  |  | 0 | [11 empty] | 0 | 0 |  | 0 |  | 0 | [5 empty] | 0 |  | 0 |  | 0 |  | 0 |  | 0 |  | 0 |  | 0 |  | 0 |  |  | 0 | 0 | 0 |  |  | 0 | 0 | 0 | 0 | 0 | 0 | 0 | 0 | 0 | 0 | 0 | 0 | 0 | 0 | 0 | 0 | 0 | 0 | 0 | 0 | 0
0 | 0 |  |  |  | 0 | [11 empty] | 0 | 0 |  | 0 |  | 0 | [5 empty] | 0 |  | 0 |  | 0 |  | 0 |  | 0 |  | 0 |  | 0 |  | 0 |  |  | 0 | 0 | 0 |  |  | 0 | 0 | 0 | 0 | 0 | 0 | 0 | 0 | 0 | 0 | 0 | 0 | 0 | 0 | 0 | 0 | 0 | 0 | 0 | 0 | 0
0 | 0 |  |  |  | 0 | [11 empty] | 0 | 0 |  | 0 |  | 0 | [5 empty] | 0 |  | 0 |  | 0 |  | 0 |  | 0 |  | 0 |  | 0 |  | 0 |  |  | 0 | 0 | 0 |  |  | 0 | 0 | 0 | 0 | 0 | 0 | 0 | 0 | 0 | 0 | 0 | 0 | 0 | 0 | 0 | 0 | 0 | 0 | 0 | 0 | 0
0 | 0 |  |  |  | 0 | [11 empty] | 0 | 0 |  | 0 |  | 0 | [5 empty] | 0 |  | 0 |  | 0 |  | 0 |  | 0 |  | 0 |  | 0 |  | 0 |  |  | 0 | 0 | 0 |  |  | 0 | 0 | 0 | 0 | 0 | 0 | 0 | 0 | 0 | 0 | 0 | 0 | 0 | 0 | 0 | 0 | 0 | 0 | 0 | 0 | 0
0 | 0 |  |  |  | 0 | [11 empty] | 0 | 0 |  | 0 |  | 0 | [5 empty] | 0 |  | 0 |  | 0 |  | 0 |  | 0 |  | 0 |  | 0 |  | 0 |  |  | 0 | 0 | 0 |  |  | 0 | 0 | 0 | 0 | 0 | 0 | 0 | 0 | 0 | 0 | 0 | 0 | 0 | 0 | 0 | 0 | 0 | 0 | 0 | 0 | 0
0 | 0 |  |  |  | 0 | [11 empty] | 0 | 0 |  | 0 |  | 0 | [5 empty] | 0 |  | 0 |  | 0 |  | 0 |  | 0 |  | 0 |  | 0 |  | 0 |  |  | 0 | 0 | 0 |  |  | 0 | 0 | 0 | 0 | 0 | 0 | 0 | 0 | 0 | 0 | 0 | 0 | 0 | 0 | 0 | 0 | 0 | 0 | 0 | 0 | 0
0 | 0 |  |  |  | 0 | [11 empty] | 0 | 0 |  | 0 |  | 0 | [5 empty] | 0 |  | 0 |  | 0 |  | 0 |  | 0 |  | 0 |  | 0 |  | 0 |  |  | 0 | 0 | 0 |  |  | 0 | 0 | 0 | 0 | 0 | 0 | 0 | 0 | 0 | 0 | 0 | 0 | 0 | 0 | 0 | 0 | 0 | 0 | 0 | 0 | 0
0 | 0 |  |  |  | 0 | [11 empty] | 0 | 0 |  | 0 |  | 0 | [5 empty] | 0 |  | 0 |  | 0 |  | 0 |  | 0 |  | 0 |  | 0 |  | 0 |  |  | 0 | 0 | 0 |  |  | 0 | 0 | 0 | 0 | 0 | 0 | 0 | 0 | 0 | 0 | 0 | 0 | 0 | 0 | 0 | 0 | 0 | 0 | 0 | 0 | 0
0 | 0 |  |  |  | 0 | [11 empty] | 0 | 0 |  | 0 |  | 0 | [5 empty] | 0 |  | 0 |  | 0 |  | 0 |  | 0 |  | 0 |  | 0 |  | 0 |  |  | 0 | 0 | 0 |  |  | 0 | 0 | 0 | 0 | 0 | 0 | 0 | 0 | 0 | 0 | 0 | 0 | 0 | 0 | 0 | 0 | 0 | 0 | 0 | 0 | 0
0 | 0 |  |  |  | 0 | [11 empty] | 0 | 0 |  | 0 |  | 0 | [5 empty] | 0 |  | 0 |  | 0 |  | 0 |  | 0 |  | 0 |  | 0 |  | 0 |  |  | 0 | 0 | 0 |  |  | 0 | 0 | 0 | 0 | 0 | 0 | 0 | 0 | 0 | 0 | 0 | 0 | 0 | 0 | 0 | 0 | 0 | 0 | 0 | 0 | 0
0 | 0 |  |  |  | 0 | [11 empty] | 0 | 0 |  | 0 |  | 0 | [5 empty] | 0 |  | 0 |  | 0 |  | 0 |  | 0 |  | 0 |  | 0 |  | 0 |  |  | 0 | 0 | 0 |  |  | 0 | 0 | 0 | 0 | 0 | 0 | 0 | 0 | 0 | 0 | 0 | 0 | 0 | 0 | 0 | 0 | 0 | 0 | 0 | 0 | 0
0 | 0 |  |  |  | 0 | [11 empty] | 0 | 0 |  | 0 |  | 0 | [5 empty] | 0 |  | 0 |  | 0 |  | 0 |  | 0 |  | 0 |  | 0 |  | 0 |  |  | 0 | 0 | 0 |  |  | 0 | 0 | 0 | 0 | 0 | 0 | 0 | 0 | 0 | 0 | 0 | 0 | 0 | 0 | 0 | 0 | 0 | 0 | 0 | 0 | 0
0 | 0 |  |  |  | 0 | [11 empty] | 0 | 0 |  | 0 |  | 0 | [5 empty] | 0 |  | 0 |  | 0 |  | 0 |  | 0 |  | 0 |  | 0 |  | 0 |  |  | 0 | 0 | 0 |  |  | 0 | 0 | 0 | 0 | 0 | 0 | 0 | 0 | 0 | 0 | 0 | 0 | 0 | 0 | 0 | 0 | 0 | 0 | 0 | 0 | 0
0 | 0 |  |  |  | 0 | [11 empty] | 0 | 0 |  | 0 |  | 0 | [5 empty] | 0 |  | 0 |  | 0 |  | 0 |  | 0 |  | 0 |  | 0 |  | 0 |  |  | 0 | 0 | 0 |  |  | 0 | 0 | 0 | 0 | 0 | 0 | 0 | 0 | 0 | 0 | 0 | 0 | 0 | 0 | 0 | 0 | 0 | 0 | 0 | 0 | 0
0 | 0 |  |  |  | 0 | [11 empty] | 0 | 0 |  | 0 |  | 0 | [5 empty] | 0 |  | 0 |  | 0 |  | 0 |  | 0 |  | 0 |  | 0 |  | 0 |  |  | 0 | 0 | 0 |  |  | 0 | 0 | 0 | 0 | 0 | 0 | 0 | 0 | 0 | 0 | 0 | 0 | 0 | 0 | 0 | 0 | 0 | 0 | 0 | 0 | 0
0 | 0 |  |  |  | 0 | [11 empty] | 0 | 0 |  | 0 |  | 0 | [5 empty] | 0 |  | 0 |  | 0 |  | 0 |  | 0 |  | 0 |  | 0 |  | 0 |  |  | 0 | 0 | 0 |  |  | 0 | 0 | 0 | 0 | 0 | 0 | 0 | 0 | 0 | 0 | 0 | 0 | 0 | 0 | 0 | 0 | 0 | 0 | 0 | 0 | 0
0 | 0 |  |  |  | 0 | [11 empty] | 0 | 0 |  | 0 |  | 0 | [5 empty] | 0 |  | 0 |  | 0 |  | 0 |  | 0 |  | 0 |  | 0 |  | 0 |  |  | 0 | 0 | 0 |  |  | 0 | 0 | 0 | 0 | 0 | 0 | 0 | 0 | 0 | 0 | 0 | 0 | 0 | 0 | 0 | 0 | 0 | 0 | 0 | 0 | 0
0 | 0 |  |  |  | 0 | [11 empty] | 0 | 0 |  | 0 |  | 0 | [5 empty] | 0 |  | 0 |  | 0 |  | 0 |  | 0 |  | 0 |  | 0 |  | 0 |  |  | 0 | 0 | 0 |  |  | 0 | 0 | 0 | 0 | 0 | 0 | 0 | 0 | 0 | 0 | 0 | 0 | 0 | 0 | 0 | 0 | 0 | 0 | 0 | 0 | 0
0 | 0 |  |  |  | 0 | [11 empty] | 0 | 0 |  | 0 |  | 0 | [5 empty] | 0 |  | 0 |  | 0 |  | 0 |  | 0 |  | 0 |  | 0 |  | 0 |  |  | 0 | 0 | 0 |  |  | 0 | 0 | 0 | 0 | 0 | 0 | 0 | 0 | 0 | 0 | 0 | 0 | 0 | 0 | 0 | 0 | 0 | 0 | 0 | 0 | 0
0 | 0 |  |  |  | 0 | [11 empty] | 0 | 0 |  | 0 |  | 0 | [5 empty] | 0 |  | 0 |  | 0 |  | 0 |  | 0 |  | 0 |  | 0 |  | 0 |  |  | 0 | 0 | 0 |  |  | 0 | 0 | 0 | 0 | 0 | 0 | 0 | 0 | 0 | 0 | 0 | 0 | 0 | 0 | 0 | 0 | 0 | 0 | 0 | 0 | 0
0 | 0 |  |  |  | 0 | [11 empty] | 0 | 0 |  | 0 |  | 0 | [5 empty] | 0 |  | 0 |  | 0 |  | 0 |  | 0 |  | 0 |  | 0 |  | 0 |  |  | 0 | 0 | 0 |  |  | 0 | 0 | 0 | 0 | 0 | 0 | 0 | 0 | 0 | 0 | 0 | 0 | 0 | 0 | 0 | 0 | 0 | 0 | 0 | 0 | 0
0 | 0 |  |  |  | 0 | [11 empty] | 0 | 0 |  | 0 |  | 0 | [5 empty] | 0 |  | 0 |  | 0 |  | 0 |  | 0 |  | 0 |  | 0 |  | 0 |  |  | 0 | 0 | 0 |  |  | 0 | 0 | 0 | 0 | 0 | 0 | 0 | 0 | 0 | 0 | 0 | 0 | 0 | 0 | 0 | 0 | 0 | 0 | 0 | 0 | 0
0 | 0 |  |  |  | 0 | [11 empty] | 0 | 0 |  | 0 |  | 0 | [5 empty] | 0 |  | 0 |  | 0 |  | 0 |  | 0 |  | 0 |  | 0 |  | 0 |  |  | 0 | 0 | 0 |  |  | 0 | 0 | 0 | 0 | 0 | 0 | 0 | 0 | 0 | 0 | 0 | 0 | 0 | 0 | 0 | 0 | 0 | 0 | 0 | 0 | 0
0 | 0 |  |  |  | 0 | [11 empty] | 0 | 0 |  | 0 |  | 0 | [5 empty] | 0 |  | 0 |  | 0 |  | 0 |  | 0 |  | 0 |  | 0 |  | 0 |  |  | 0 | 0 | 0 |  |  | 0 | 0 | 0 | 0 | 0 | 0 | 0 | 0 | 0 | 0 | 0 | 0 | 0 | 0 | 0 | 0 | 0 | 0 | 0 | 0 | 0
0 | 0 |  |  |  | 0 | [11 empty] | 0 | 0 |  | 0 |  | 0 | [5 empty] | 0 |  | 0 |  | 0 |  | 0 |  | 0 |  | 0 |  | 0 |  | 0 |  |  | 0 | 0 | 0 |  |  | 0 | 0 | 0 | 0 | 0 | 0 | 0 | 0 | 0 | 0 | 0 | 0 | 0 | 0 | 0 | 0 | 0 | 0 | 0 | 0 | 0
0 | 0 |  |  |  | 0 | [11 empty] | 0 | 0 |  | 0 |  | 0 | [5 empty] | 0 |  | 0 |  | 0 |  | 0 |  | 0 |  | 0 |  | 0 |  | 0 |  |  | 0 | 0 | 0 |  |  | 0 | 0 | 0 | 0 | 0 | 0 | 0 | 0 | 0 | 0 | 0 | 0 | 0 | 0 | 0 | 0 | 0 | 0 | 0 | 0 | 0
0 | 0 |  |  |  | 0 | [11 empty] | 0 | 0 |  | 0 |  | 0 | [5 empty] | 0 |  | 0 |  | 0 |  | 0 |  | 0 |  | 0 |  | 0 |  | 0 |  |  | 0 | 0 | 0 |  |  | 0 | 0 | 0 | 0 | 0 | 0 | 0 | 0 | 0 | 0 | 0 | 0 | 0 | 0 | 0 | 0 | 0 | 0 | 0 | 0 | 0
0 | 0 |  |  |  | 0 | [11 empty] | 0 | 0 |  | 0 |  | 0 | [5 empty] | 0 |  | 0 |  | 0 |  | 0 |  | 0 |  | 0 |  | 0 |  | 0 |  |  | 0 | 0 | 0 |  |  | 0 | 0 | 0 | 0 | 0 | 0 | 0 | 0 | 0 | 0 | 0 | 0 | 0 | 0 | 0 | 0 | 0 | 0 | 0 | 0 | 0
0 | 0 |  |  |  | 0 | [11 empty] | 0 | 0 |  | 0 |  | 0 | [5 empty] | 0 |  | 0 |  | 0 |  | 0 |  | 0 |  | 0 |  | 0 |  | 0 |  |  | 0 | 0 | 0 |  |  | 0 | 0 | 0 | 0 | 0 | 0 | 0 | 0 | 0 | 0 | 0 | 0 | 0 | 0 | 0 | 0 | 0 | 0 | 0 | 0 | 0
0 | 0 |  |  |  | 0 | [11 empty] | 0 | 0 |  | 0 |  | 0 | [5 empty] | 0 |  | 0 |  | 0 |  | 0 |  | 0 |  | 0 |  | 0 |  | 0 |  |  | 0 | 0 | 0 |  |  | 0 | 0 | 0 | 0 | 0 | 0 | 0 | 0 | 0 | 0 | 0 | 0 | 0 | 0 | 0 | 0 | 0 | 0 | 0 | 0 | 0
0 | 0 |  |  |  | 0 | [11 empty] | 0 | 0 |  | 0 |  | 0 | [5 empty] | 0 |  | 0 |  | 0 |  | 0 |  | 0 |  | 0 |  | 0 |  | 0 |  |  | 0 | 0 | 0 |  |  | 0 | 0 | 0 | 0 | 0 | 0 | 0 | 0 | 0 | 0 | 0 | 0 | 0 | 0 | 0 | 0 | 0 | 0 | 0 | 0 | 0
0 | 0 |  |  |  | 0 | [11 empty] | 0 | 0 |  | 0 |  | 0 | [5 empty] | 0 |  | 0 |  | 0 |  | 0 |  | 0 |  | 0 |  | 0 |  | 0 |  |  | 0 | 0 | 0 |  |  | 0 | 0 | 0 | 0 | 0 | 0 | 0 | 0 | 0 | 0 | 0 | 0 | 0 | 0 | 0 | 0 | 0 | 0 | 0 | 0 | 0
0 | 0 |  |  |  | 0 | [11 empty] | 0 | 0 |  | 0 |  | 0 | [5 empty] | 0 |  | 0 |  | 0 |  | 0 |  | 0 |  | 0 |  | 0 |  | 0 |  |  | 0 | 0 | 0 |  |  | 0 | 0 | 0 | 0 | 0 | 0 | 0 | 0 | 0 | 0 | 0 | 0 | 0 | 0 | 0 | 0 | 0 | 0 | 0 | 0 | 0
0 | 0 |  |  |  | 0 | [11 empty] | 0 | 0 |  | 0 |  | 0 | [5 empty] | 0 |  | 0 |  | 0 |  | 0 |  | 0 |  | 0 |  | 0 |  | 0 |  |  | 0 | 0 | 0 |  |  | 0 | 0 | 0 | 0 | 0 | 0 | 0 | 0 | 0 | 0 | 0 | 0 | 0 | 0 | 0 | 0 | 0 | 0 | 0 | 0 | 0
0 | 0 |  |  |  | 0 | [11 empty] | 0 | 0 |  | 0 |  | 0 | [5 empty] | 0 |  | 0 |  | 0 |  | 0 |  | 0 |  | 0 |  | 0 |  | 0 |  |  | 0 | 0 | 0 |  |  | 0 | 0 | 0 | 0 | 0 | 0 | 0 | 0 | 0 | 0 | 0 | 0 | 0 | 0 | 0 | 0 | 0 | 0 | 0 | 0 | 0
0 | 0 |  |  |  | 0 | [11 empty] | 0 | 0 |  | 0 |  | 0 | [5 empty] | 0 |  | 0 |  | 0 |  | 0 |  | 0 |  | 0 |  | 0 |  | 0 |  |  | 0 | 0 | 0 |  |  | 0 | 0 | 0 | 0 | 0 | 0 | 0 | 0 | 0 | 0 | 0 | 0 | 0 | 0 | 0 | 0 | 0 | 0 | 0 | 0 | 0
0 | 0 |  |  |  | 0 | [11 empty] | 0 | 0 |  | 0 |  | 0 | [5 empty] | 0 |  | 0 |  | 0 |  | 0 |  | 0 |  | 0 |  | 0 |  | 0 |  |  | 0 | 0 | 0 |  |  | 0 | 0 | 0 | 0 | 0 | 0 | 0 | 0 | 0 | 0 | 0 | 0 | 0 | 0 | 0 | 0 | 0 | 0 | 0 | 0 | 0
0 | 0 |  |  |  | 0 | [11 empty] | 0 | 0 |  | 0 |  | 0 | [5 empty] | 0 |  | 0 |  | 0 |  | 0 |  | 0 |  | 0 |  | 0 |  | 0 |  |  | 0 | 0 | 0 |  |  | 0 | 0 | 0 | 0 | 0 | 0 | 0 | 0 | 0 | 0 | 0 | 0 | 0 | 0 | 0 | 0 | 0 | 0 | 0 | 0 | 0
0 | 0 |  |  |  | 0 | [11 empty] | 0 | 0 |  | 0 |  | 0 | [5 empty] | 0 |  | 0 |  | 0 |  | 0 |  | 0 |  | 0 |  | 0 |  | 0 |  |  | 0 | 0 | 0 |  |  | 0 | 0 | 0 | 0 | 0 | 0 | 0 | 0 | 0 | 0 | 0 | 0 | 0 | 0 | 0 | 0 | 0 | 0 | 0 | 0 | 0
0 | 0 |  |  |  | 0 | [11 empty] | 0 | 0 |  | 0 |  | 0 | [5 empty] | 0 |  | 0 |  | 0 |  | 0 |  | 0 |  | 0 |  | 0 |  | 0 |  |  | 0 | 0 | 0 |  |  | 0 | 0 | 0 | 0 | 0 | 0 | 0 | 0 | 0 | 0 | 0 | 0 | 0 | 0 | 0 | 0 | 0 | 0 | 0 | 0 | 0
0 | 0 |  |  |  | 0 | [11 empty] | 0 | 0 |  | 0 |  | 0 | [5 empty] | 0 |  | 0 |  | 0 |  | 0 |  | 0 |  | 0 |  | 0 |  | 0 |  |  | 0 | 0 | 0 |  |  | 0 | 0 | 0 | 0 | 0 | 0 | 0 | 0 | 0 | 0 | 0 | 0 | 0 | 0 | 0 | 0 | 0 | 0 | 0 | 0 | 0
0 | 0 |  |  |  | 0 | [11 empty] | 0 | 0 |  | 0 |  | 0 | [5 empty] | 0 |  | 0 |  | 0 |  | 0 |  | 0 |  | 0 |  | 0 |  | 0 |  |  | 0 | 0 | 0 |  |  | 0 | 0 | 0 | 0 | 0 | 0 | 0 | 0 | 0 | 0 | 0 | 0 | 0 | 0 | 0 | 0 | 0 | 0 | 0 | 0 | 0
0 | 0 |  |  |  | 0 | [11 empty] | 0 | 0 |  | 0 |  | 0 | [5 empty] | 0 |  | 0 |  | 0 |  | 0 |  | 0 |  | 0 |  | 0 |  | 0 |  |  | 0 | 0 | 0 |  |  | 0 | 0 | 0 | 0 | 0 | 0 | 0 | 0 | 0 | 0 | 0 | 0 | 0 | 0 | 0 | 0 | 0 | 0 | 0 | 0 | 0
0 | 0 |  |  |  | 0 | [11 empty] | 0 | 0 |  | 0 |  | 0 | [5 empty] | 0 |  | 0 |  | 0 |  | 0 |  | 0 |  | 0 |  | 0 |  | 0 |  |  | 0 | 0 | 0 |  |  | 0 | 0 | 0 | 0 | 0 | 0 | 0 | 0 | 0 | 0 | 0 | 0 | 0 | 0 | 0 | 0 | 0 | 0 | 0 | 0 | 0
0 | 0 |  |  |  | 0 | [11 empty] | 0 | 0 |  | 0 |  | 0 | [5 empty] | 0 |  | 0 |  | 0 |  | 0 |  | 0 |  | 0 |  | 0 |  | 0 |  |  | 0 | 0 | 0 |  |  | 0 | 0 | 0 | 0 | 0 | 0 | 0 | 0 | 0 | 0 | 0 | 0 | 0 | 0 | 0 | 0 | 0 | 0 | 0 | 0 | 0
0 | 0 |  |  |  | 0 | [11 empty] | 0 | 0 |  | 0 |  | 0 | [5 empty] | 0 |  | 0 |  | 0 |  | 0 |  | 0 |  | 0 |  | 0 |  | 0 |  |  | 0 | 0 | 0 |  |  | 0 | 0 | 0 | 0 | 0 | 0 | 0 | 0 | 0 | 0 | 0 | 0 | 0 | 0 | 0 | 0 | 0 | 0 | 0 | 0 | 0
0 | 0 |  |  |  | 0 | [11 empty] | 0 | 0 |  | 0 |  | 0 | [5 empty] | 0 |  | 0 |  | 0 |  | 0 |  | 0 |  | 0 |  | 0 |  | 0 |  |  | 0 | 0 | 0 |  |  | 0 | 0 | 0 | 0 | 0 | 0 | 0 | 0 | 0 | 0 | 0 | 0 | 0 | 0 | 0 | 0 | 0 | 0 | 0 | 0 | 0
0 | 0 |  |  |  | 0 | [11 empty] | 0 | 0 |  | 0 |  | 0 | [5 empty] | 0 |  | 0 |  | 0 |  | 0 |  | 0 |  | 0 |  | 0 |  | 0 |  |  | 0 | 0 | 0 |  |  | 0 | 0 | 0 | 0 | 0 | 0 | 0 | 0 | 0 | 0 | 0 | 0 | 0 | 0 | 0 | 0 | 0 | 0 | 0 | 0 | 0
0 | 0 |  |  |  | 0 | [11 empty] | 0 | 0 |  | 0 |  | 0 | [5 empty] | 0 |  | 0 |  | 0 |  | 0 |  | 0 |  | 0 |  | 0 |  | 0 |  |  | 0 | 0 | 0 |  |  | 0 | 0 | 0 | 0 | 0 | 0 | 0 | 0 | 0 | 0 | 0 | 0 | 0 | 0 | 0 | 0 | 0 | 0 | 0 | 0 | 0
0 | 0 |  |  |  | 0 | [11 empty] | 0 | 0 |  | 0 |  | 0 | [5 empty] | 0 |  | 0 |  | 0 |  | 0 |  | 0 |  | 0 |  | 0 |  | 0 |  |  | 0 | 0 | 0 |  |  | 0 | 0 | 0 | 0 | 0 | 0 | 0 | 0 | 0 | 0 | 0 | 0 | 0 | 0 | 0 | 0 | 0 | 0 | 0 | 0 | 0
0 | 0 |  |  |  | 0 | [11 empty] | 0 | 0 |  | 0 |  | 0 | [5 empty] | 0 |  | 0 |  | 0 |  | 0 |  | 0 |  | 0 |  | 0 |  | 0 |  |  | 0 | 0 | 0 |  |  | 0 | 0 | 0 | 0 | 0 | 0 | 0 | 0 | 0 | 0 | 0 | 0 | 0 | 0 | 0 | 0 | 0 | 0 | 0 | 0 | 0
0 | 0 |  |  |  | 0 | [11 empty] | 0 | 0 |  | 0 |  | 0 | [5 empty] | 0 |  | 0 |  | 0 |  | 0 |  | 0 |  | 0 |  | 0 |  | 0 |  |  | 0 | 0 | 0 |  |  | 0 | 0 | 0 | 0 | 0 | 0 | 0 | 0 | 0 | 0 | 0 | 0 | 0 | 0 | 0 | 0 | 0 | 0 | 0 | 0 | 0
0 | 0 |  |  |  | 0 | [11 empty] | 0 | 0 |  | 0 |  | 0 | [5 empty] | 0 |  | 0 |  | 0 |  | 0 |  | 0 |  | 0 |  | 0 |  | 0 |  |  | 0 | 0 | 0 |  |  | 0 | 0 | 0 | 0 | 0 | 0 | 0 | 0 | 0 | 0 | 0 | 0 | 0 | 0 | 0 | 0 | 0 | 0 | 0 | 0 | 0
0 | 0 |  |  |  | 0 | [11 empty] | 0 | 0 |  | 0 |  | 0 | [5 empty] | 0 |  | 0 |  | 0 |  | 0 |  | 0 |  | 0 |  | 0 |  | 0 |  |  | 0 | 0 | 0 |  |  | 0 | 0 | 0 | 0 | 0 | 0 | 0 | 0 | 0 | 0 | 0 | 0 | 0 | 0 | 0 | 0 | 0 | 0 | 0 | 0 | 0
0 | 0 |  |  |  | 0 | [11 empty] | 0 | 0 |  | 0 |  | 0 | [5 empty] | 0 |  | 0 |  | 0 |  | 0 |  | 0 |  | 0 |  | 0 |  | 0 |  |  | 0 | 0 | 0 |  |  | 0 | 0 | 0 | 0 | 0 | 0 | 0 | 0 | 0 | 0 | 0 | 0 | 0 | 0 | 0 | 0 | 0 | 0 | 0 | 0 | 0
0 | 0 |  |  |  | 0 | [11 empty] | 0 | 0 |  | 0 |  | 0 | [5 empty] | 0 |  | 0 |  | 0 |  | 0 |  | 0 |  | 0 |  | 0 |  | 0 |  |  | 0 | 0 | 0 |  |  | 0 | 0 | 0 | 0 | 0 | 0 | 0 | 0 | 0 | 0 | 0 | 0 | 0 | 0 | 0 | 0 | 0 | 0 | 0 | 0 | 0
0 | 0 |  |  |  | 0 | [11 empty] | 0 | 0 |  | 0 |  | 0 | [5 empty] | 0 |  | 0 |  | 0 |  | 0 |  | 0 |  | 0 |  | 0 |  | 0 |  |  | 0 | 0 | 0 |  |  | 0 | 0 | 0 | 0 | 0 | 0 | 0 | 0 | 0 | 0 | 0 | 0 | 0 | 0 | 0 | 0 | 0 | 0 | 0 | 0 | 0
0 | 0 |  |  |  | 0 | [11 empty] | 0 | 0 |  | 0 |  | 0 | [5 empty] | 0 |  | 0 |  | 0 |  | 0 |  | 0 |  | 0 |  | 0 |  | 0 |  |  | 0 | 0 | 0 |  |  | 0 | 0 | 0 | 0 | 0 | 0 | 0 | 0 | 0 | 0 | 0 | 0 | 0 | 0 | 0 | 0 | 0 | 0 | 0 | 0 | 0
0 | 0 |  |  |  | 0 | [11 empty] | 0 | 0 |  | 0 |  | 0 | [5 empty] | 0 |  | 0 |  | 0 |  | 0 |  | 0 |  | 0 |  | 0 |  | 0 |  |  | 0 | 0 | 0 |  |  | 0 | 0 | 0 | 0 | 0 | 0 | 0 | 0 | 0 | 0 | 0 | 0 | 0 | 0 | 0 | 0 | 0 | 0 | 0 | 0 | 0
0 | 0 |  |  |  | 0 | [11 empty] | 0 | 0 |  | 0 |  | 0 | [5 empty] | 0 |  | 0 |  | 0 |  | 0 |  | 0 |  | 0 |  | 0 |  | 0 |  |  | 0 | 0 | 0 |  |  | 0 | 0 | 0 | 0 | 0 | 0 | 0 | 0 | 0 | 0 | 0 | 0 | 0 | 0 | 0 | 0 | 0 | 0 | 0 | 0 | 0
0 | 0 |  |  |  | 0 | [11 empty] | 0 | 0 |  | 0 |  | 0 | [5 empty] | 0 |  | 0 |  | 0 |  | 0 |  | 0 |  | 0 |  | 0 |  | 0 |  |  | 0 | 0 | 0 |  |  | 0 | 0 | 0 | 0 | 0 | 0 | 0 | 0 | 0 | 0 | 0 | 0 | 0 | 0 | 0 | 0 | 0 | 0 | 0 | 0 | 0
0 | 0 |  |  |  | 0 | [11 empty] | 0 | 0 |  | 0 |  | 0 | [5 empty] | 0 |  | 0 |  | 0 |  | 0 |  | 0 |  | 0 |  | 0 |  | 0 |  |  | 0 | 0 | 0 |  |  | 0 | 0 | 0 | 0 | 0 | 0 | 0 | 0 | 0 | 0 | 0 | 0 | 0 | 0 | 0 | 0 | 0 | 0 | 0 | 0 | 0
0 | 0 |  |  |  | 0 | [11 empty] | 0 | 0 |  | 0 |  | 0 | [5 empty] | 0 |  | 0 |  | 0 |  | 0 |  | 0 |  | 0 |  | 0 |  | 0 |  |  | 0 | 0 | 0 |  |  | 0 | 0 | 0 | 0 | 0 | 0 | 0 | 0 | 0 | 0 | 0 | 0 | 0 | 0 | 0 | 0 | 0 | 0 | 0 | 0 | 0
0 | 0 |  |  |  | 0 | [11 empty] | 0 | 0 |  | 0 |  | 0 | [5 empty] | 0 |  | 0 |  | 0 |  | 0 |  | 0 |  | 0 |  | 0 |  | 0 |  |  | 0 | 0 | 0 |  |  | 0 | 0 | 0 | 0 | 0 | 0 | 0 | 0 | 0 | 0 | 0 | 0 | 0 | 0 | 0 | 0 | 0 | 0 | 0 | 0 | 0
0 | 0 |  |  |  | 0 | [11 empty] | 0 | 0 |  | 0 |  | 0 | [5 empty] | 0 |  | 0 |  | 0 |  | 0 |  | 0 |  | 0 |  | 0 |  | 0 |  |  | 0 | 0 | 0 |  |  | 0 | 0 | 0 | 0 | 0 | 0 | 0 | 0 | 0 | 0 | 0 | 0 | 0 | 0 | 0 | 0 | 0 | 0 | 0 | 0 | 0
0
[6 empty] | END |  | Total Price for Schedule 12 | [9 empty] | 0 |  | 0 |  | 0 | Baht |  | Baht |  | Baht |  | Baht |  | Baht |  |  | 0 | Baht |  | Baht |  | Baht |  | Baht |  |  |  |  | Baht | Baht |  |  | Baht | Baht | Baht | Baht | Baht | Baht | Baht | Baht | Baht | Baht | Baht | Baht | Baht | Baht | Baht | Baht | Baht | Baht | Baht | Baht | Baht | bar: 79 to 81
[18 empty] | 0 |  | 0 |  | 0 | [5 empty] | 0 |  | 0 |  | 0 |  | 0 |  | 0 |  | 0 |  | 0 |  | 0 |  |  |  | 0 | 0 |  |  | 0 | 0 | 0 | 0 | 0 | 0 | 0 | 0 | 0 | 0 | 0 | 0 | 0 | 0 | 0 | 0 | 0 | 0 | 0 | 0 | 0 | bar: 79 to 81
[18 empty] | 0 |  | 0 |  | 0 | [11 empty] | 0 | bar: 79 to 81
[18 empty] | 0 |  | 0 |  | 0 | [11 empty] | 0 | bar: 79 to 81
[18 empty] | 0 |  | 0 |  | 0 | [11 empty] | 0
[18 empty] | 0 |  | 0 |  | 0 | [11 empty] | 0
[18 empty] | 0 |  | 0 |  | 0 | [11 empty] | 0
[18 empty] | 0 |  | 0 |  | 0 | [11 empty] | 0
000000000000000000000000000000000000000
0000000000000000000000000000000000000000
000000000000000000000
[8 empty] | 0 | 0 |  |  |  |  | 0000000000000000000000000000000000000000000000000000000000000000000000000000000000000000000000000000
[8 empty] | 0 | 0
[8 empty] | 0 | 0
[8 empty] | 0 | 0
[8 empty] | 0 | 0
[8 empty] | 0 | 0
[8 empty] | 0 | 0
[8 empty] | 0 | 0
[8 empty] | 0 | 0
[8 empty] | 0 | 0
[8 empty] | 0 | 0
[8 empty] | 0 | 0
[8 empty] | 0 | 0
[8 empty] | 0 | 0
[8 empty] | 0 | 0
[8 empty] | 0 | 0
[8 empty] | 0 | 0
[8 empty] | 0 | 0
[8 empty] | 0 | 0
[8 empty] | 0 | 0
[8 empty] | 0 | 0
[8 empty] | 0 | 0
[8 empty] | 0 | 0
[8 empty] | 0 | 0
[8 empty] | 0 | 0
[8 empty] | 0 | 0
[8 empty] | 0 | 0
[8 empty] | 0 | 0
[8 empty] | 0 | 0
[8 empty] | 0 | 0
[8 empty] | 0 | 0
[8 empty] | 0 | 0
[8 empty] | 0 | 0
[8 empty] | 0 | 0
[8 empty] | 0 | 0
[8 empty] | 0 | 0
[8 empty] | 0 | 0
[8 empty] | 0 | 0
[8 empty] | 0 | 0
[8 empty] | 0 | 0
[8 empty] | 0 | 0
[8 empty] | 0 | 0
[8 empty] | 0 | 0
[8 empty] | 0 | 0
[8 empty] | 0 | 0
[8 empty] | 0 | 0
[8 empty] | 0 | 0
[8 empty] | 0 | 0
[8 empty] | 0 | 0
[8 empty] | 0 | 0
[8 empty] | 0 | 0
[8 empty] | 0 | 0
[8 empty] | 0 | 0
[8 empty] | 0 | 0
[8 empty] | 0 | 0
[8 empty] | 0 | 0
[8 empty] | 0 | 0
[8 empty] | 0 | 0
[8 empty] | 0 | 0
[8 empty] | 0 | 0
[8 empty] | 0 | 0
[8 empty] | 0 | 0
[8 empty] | 0 | 0
[8 empty] | 0 | 0
[8 empty] | 0 | 0
[8 empty] | 0 | 0
[8 empty] | 0 | 0
[8 empty] | 0 | 0
[8 empty] | 0 | 0
[8 empty] | 0 | 0
[8 empty] | 0 | 0
[8 empty] | 0 | 0
[8 empty] | 0 | 0
[8 empty] | 0 | 0
[8 empty] | 0 | 0
[8 empty] | 0 | 0
[8 empty] | 0 | 0
[8 empty] | 0 | 0
[8 empty] | 0 | 0
[8 empty] | 0 | 0
[8 empty] | 0 | 0
[8 empty] | 0 | 0
[8 empty] | 0 | 0
[8 empty] | 0 | 0
[8 empty] | 0 | 0
[8 empty] | 0 | 0
[8 empty] | 0 | 0
[8 empty] | 0 | 0
[8 empty] | 0 | 0
[8 empty] | 0 | 0
[8 empty] | 0 | 0
[8 empty] | 0 | 0
[8 empty] | 0 | 0
[8 empty] | 0 | 0
[8 empty] | 0 | 0
[8 empty] | 0 | 0
[8 empty] | 0 | 0
[8 empty] | 0 | 0
[8 empty] | 0 | 0
[8 empty] | 0 | 0

## Sch 13 (hidden)
INVITATION TO BID NO. VKS1-SWG-01
Schedule 13 :
[77 empty] | 79 | 80 | 81 | 82 | 83 | 84 | 85 | 86 | 87 | 88 | 89 | 90 | 91 | 92 | 93 | 94 | 95 | 96 | 97 | 98 | 99 | 100 | 101 | 102 | 103 | 104 | 105 | 106 | 107 | 108 | 109 | 110 | 111 | 112 | 113 | 114 | 115 | 116 | 117 | 118 | 119 | 120 | 121 | 122 | 123 | 124 | 125 | 126 | 127 | 128
[8 empty] | SUPPLY OF 115 KV COMPACT SWITCHGEAR | [62 empty] | 72 | 73 | 75 | 76 | 77 | 78 | 82: Breakdown per Item :
[8 empty] | TRANSMISSION SYSTEM FOR HYDRO-FLOATING SOLAR HYBRID PROJECT VAJIRALONGKORN DAM UNIT 1 | [68 empty] | 82: Schedule :
System :
Job No. | Substation | Delivery Required by EGAT |  |  |  | Material group | Code No. | Item No. | Description | Short Description | Drawing No. / Reference No. | Qty. | Unit | Currency | Supply of Equipment |  |  |  | Supply of Equipment |  | Supply of Equipment |  | Supply of Equipment |  |  |  | Supply of Equipment |  | Supply of Equipment |  | Supply of Equipment |  | Foreign Currency |  | Local Currency |  | Local Transportation |  | Local Transportation, Construction and Installation |  | Purchase Price Offered for Dismantled Equipment |  | Plant |  | UOM | [25 empty] | Irrelevant | Incoterm | Account Assignment | Cost Object | Fund Center |  | 105: CFR Thai Port; 107: CIF Thai Port; 109: DDP EGAT 's Store; 111: Local Transportation; 113: Custom Clearance; 115: DDP EGAT 's Store; 117: Ex-works Price; 119: Local Transportation; 121: Foreign Currency; 123: Local Currency; 125: Local Transportation to EGAT 's Store; 127: Local Transportation, Construction and Installation | Long Description | Short Description
|  | (with in months after receipt of the notification of award) | [12 empty] | Foreign Supply |  |  |  | Foreign Supply |  | Foreign Supply |  | Foreign Supply | [5 empty] | Local Supply |  | Local Supply | [16 empty] | Preference | % Import Duty | Preference | CFR Price | CIF Price | Foreign Currency | Ex-works Price | Local Currency | Local Transportation | Local Transportation, | Marine Insurance Price | Customs Clearance | Import Duty Price | VAT for Imported Equipment | VAT for Import Duty | VAT for | VAT for Ex-works Price | VAT for | VAT for | VAT for Transportation, Construction and Installation | Foreign | Local | Evaluation Price | [6 empty] | 115: ( excluding VAT ); 117: ( excluding VAT )
[5 empty] | Completion Date | [9 empty] | FOB Vessel | Cost of | CFR Thai Port |  | CIF Thai Port |  | DDP EGAT 's Store |  | Local Transportation |  | Custom Clearance |  | DDP EGAT 's Store |  | Ex-works Price |  | Local Transportation | [12 empty] | Breakdown tab |  | Proposed Price | Evaluation Price | Status | [7 empty] | to EGAT 's Store | Construction and | [5 empty] | Foreign Currency |  | Local Currency | Local Transportation |  | Price Adjustment | Price Adjustment | [7 empty] | 104: Incoterm; 105: CFR; 107: CIF; 109: DDP; 111: ZTF; 113: ZCC; 115: DDP; 117: EXW; 119: ZTL; 125: ZTT; 127: ZCN
|  | CFR Thai Port | DDP or EGAT's Store | Ex-works | [11 empty] | Transportation | [10 empty] | ( excluding VAT ) |  | ( excluding VAT ) |  | ( excluding VAT ) |  |  |  | ( excluding VAT ) |  | ( excluding VAT ) |  | ( excluding VAT ) |  | ( including VAT ) | [15 empty] | Installation | [%Insure(110%(CFR))] | [%Custom(CIF)] | [%Import Duty(CIF)] | [ %VAT(CFR/CIF) ] | [ %VAT( Import Duty) ] | [ %VAT(Foreign Currency) ] | [ %VAT(Ex-works Price) ] | [ %VAT(Local Currency) ] | to EGAT 's Store | [10 empty] | 104: Material group; 111: SV-TRN-MT; 113: SV-CTM; 119: SV-TRN-MT; 125: SV-TRN-MT; 127: SV-CVL
[16 empty] | to Thai Port | [6 empty] | Baht |  | Baht |  | Baht |  | Baht |  | Baht |  |  |  | Baht |  | Baht |  | Baht |  | Baht |  |  |  |  | Baht | Baht |  |  | Baht | Baht | Baht | Baht | Baht | Baht | Baht | Baht | Baht | Baht | Baht | Baht | Baht | Baht | Baht | Baht | Baht | Baht | Baht | Baht | Baht
|  | (month) | (month) | (month) | (month) | [9 empty] | Unit Price | Unit Price | Unit Price | Amount | Unit Price | Amount | Unit Price | Amount | Unit Price | Amount | Unit Price | Amount | Unit Price | Amount | Unit Price | Amount | Unit Price | Amount | Unit Price | Amount | Unit Price | Amount | Unit Price | Amount | Unit Price | Amount | Unit Price | Amount | [5 empty] | (Y/N) | (IPDTY) | (PRF) | (CFR) | (CIF) | (FC) | (EW) | (LC) | (LT) | (TCI) | (MI) | (CC) | ( IDP) | (VATIE) | (VATID) | (VATFC) | (VATEW) | (VATLC) | (VATLT) | (VATTCI) | (FPA) | (LPA) | (EVAPR)
0 | 0 |  |  |  | 0 | [11 empty] | 0 | 0 |  | 0 |  | 0 | [5 empty] | 0 |  | 0 |  | 0 |  | 0 |  | 0 |  | 0 |  | 0 |  | 0 |  |  | 0 | 0 | 0 |  |  | 0 | 0 | 0 | 0 | 0 | 0 | 0 | 0 | 0 | 0 | 0 | 0 | 0 | 0 | 0 | 0 | 0 | 0 | 0 | 0 | 0
0 | 0 |  |  |  | 0 | [11 empty] | 0 | 0 |  | 0 |  | 0 | [5 empty] | 0 |  | 0 |  | 0 |  | 0 |  | 0 |  | 0 |  | 0 |  | 0 |  |  | 0 | 0 | 0 |  |  | 0 | 0 | 0 | 0 | 0 | 0 | 0 | 0 | 0 | 0 | 0 | 0 | 0 | 0 | 0 | 0 | 0 | 0 | 0 | 0 | 0
0 | 0 |  |  |  | 0 | [11 empty] | 0 | 0 |  | 0 |  | 0 | [5 empty] | 0 |  | 0 |  | 0 |  | 0 |  | 0 |  | 0 |  | 0 |  | 0 |  |  | 0 | 0 | 0 |  |  | 0 | 0 | 0 | 0 | 0 | 0 | 0 | 0 | 0 | 0 | 0 | 0 | 0 | 0 | 0 | 0 | 0 | 0 | 0 | 0 | 0
0 | 0 |  |  |  | 0 | [11 empty] | 0 | 0 |  | 0 |  | 0 | [5 empty] | 0 |  | 0 |  | 0 |  | 0 |  | 0 |  | 0 |  | 0 |  | 0 |  |  | 0 | 0 | 0 |  |  | 0 | 0 | 0 | 0 | 0 | 0 | 0 | 0 | 0 | 0 | 0 | 0 | 0 | 0 | 0 | 0 | 0 | 0 | 0 | 0 | 0
0 | 0 |  |  |  | 0 | [11 empty] | 0 | 0 |  | 0 |  | 0 | [5 empty] | 0 |  | 0 |  | 0 |  | 0 |  | 0 |  | 0 |  | 0 |  | 0 |  |  | 0 | 0 | 0 |  |  | 0 | 0 | 0 | 0 | 0 | 0 | 0 | 0 | 0 | 0 | 0 | 0 | 0 | 0 | 0 | 0 | 0 | 0 | 0 | 0 | 0
0 | 0 |  |  |  | 0 | [11 empty] | 0 | 0 |  | 0 |  | 0 | [5 empty] | 0 |  | 0 |  | 0 |  | 0 |  | 0 |  | 0 |  | 0 |  | 0 |  |  | 0 | 0 | 0 |  |  | 0 | 0 | 0 | 0 | 0 | 0 | 0 | 0 | 0 | 0 | 0 | 0 | 0 | 0 | 0 | 0 | 0 | 0 | 0 | 0 | 0
0 | 0 |  |  |  | 0 | [11 empty] | 0 | 0 |  | 0 |  | 0 | [5 empty] | 0 |  | 0 |  | 0 |  | 0 |  | 0 |  | 0 |  | 0 |  | 0 |  |  | 0 | 0 | 0 |  |  | 0 | 0 | 0 | 0 | 0 | 0 | 0 | 0 | 0 | 0 | 0 | 0 | 0 | 0 | 0 | 0 | 0 | 0 | 0 | 0 | 0
0 | 0 |  |  |  | 0 | [11 empty] | 0 | 0 |  | 0 |  | 0 | [5 empty] | 0 |  | 0 |  | 0 |  | 0 |  | 0 |  | 0 |  | 0 |  | 0 |  |  | 0 | 0 | 0 |  |  | 0 | 0 | 0 | 0 | 0 | 0 | 0 | 0 | 0 | 0 | 0 | 0 | 0 | 0 | 0 | 0 | 0 | 0 | 0 | 0 | 0
0 | 0 |  |  |  | 0 | [11 empty] | 0 | 0 |  | 0 |  | 0 | [5 empty] | 0 |  | 0 |  | 0 |  | 0 |  | 0 |  | 0 |  | 0 |  | 0 |  |  | 0 | 0 | 0 |  |  | 0 | 0 | 0 | 0 | 0 | 0 | 0 | 0 | 0 | 0 | 0 | 0 | 0 | 0 | 0 | 0 | 0 | 0 | 0 | 0 | 0
0 | 0 |  |  |  | 0 | [11 empty] | 0 | 0 |  | 0 |  | 0 | [5 empty] | 0 |  | 0 |  | 0 |  | 0 |  | 0 |  | 0 |  | 0 |  | 0 |  |  | 0 | 0 | 0 |  |  | 0 | 0 | 0 | 0 | 0 | 0 | 0 | 0 | 0 | 0 | 0 | 0 | 0 | 0 | 0 | 0 | 0 | 0 | 0 | 0 | 0
0 | 0 |  |  |  | 0 | [11 empty] | 0 | 0 |  | 0 |  | 0 | [5 empty] | 0 |  | 0 |  | 0 |  | 0 |  | 0 |  | 0 |  | 0 |  | 0 |  |  | 0 | 0 | 0 |  |  | 0 | 0 | 0 | 0 | 0 | 0 | 0 | 0 | 0 | 0 | 0 | 0 | 0 | 0 | 0 | 0 | 0 | 0 | 0 | 0 | 0
0 | 0 |  |  |  | 0 | [11 empty] | 0 | 0 |  | 0 |  | 0 | [5 empty] | 0 |  | 0 |  | 0 |  | 0 |  | 0 |  | 0 |  | 0 |  | 0 |  |  | 0 | 0 | 0 |  |  | 0 | 0 | 0 | 0 | 0 | 0 | 0 | 0 | 0 | 0 | 0 | 0 | 0 | 0 | 0 | 0 | 0 | 0 | 0 | 0 | 0
0 | 0 |  |  |  | 0 | [11 empty] | 0 | 0 |  | 0 |  | 0 | [5 empty] | 0 |  | 0 |  | 0 |  | 0 |  | 0 |  | 0 |  | 0 |  | 0 |  |  | 0 | 0 | 0 |  |  | 0 | 0 | 0 | 0 | 0 | 0 | 0 | 0 | 0 | 0 | 0 | 0 | 0 | 0 | 0 | 0 | 0 | 0 | 0 | 0 | 0
0 | 0 |  |  |  | 0 | [11 empty] | 0 | 0 |  | 0 |  | 0 | [5 empty] | 0 |  | 0 |  | 0 |  | 0 |  | 0 |  | 0 |  | 0 |  | 0 |  |  | 0 | 0 | 0 |  |  | 0 | 0 | 0 | 0 | 0 | 0 | 0 | 0 | 0 | 0 | 0 | 0 | 0 | 0 | 0 | 0 | 0 | 0 | 0 | 0 | 0
0 | 0 |  |  |  | 0 | [11 empty] | 0 | 0 |  | 0 |  | 0 | [5 empty] | 0 |  | 0 |  | 0 |  | 0 |  | 0 |  | 0 |  | 0 |  | 0 |  |  | 0 | 0 | 0 |  |  | 0 | 0 | 0 | 0 | 0 | 0 | 0 | 0 | 0 | 0 | 0 | 0 | 0 | 0 | 0 | 0 | 0 | 0 | 0 | 0 | 0
0 | 0 |  |  |  | 0 | [11 empty] | 0 | 0 |  | 0 |  | 0 | [5 empty] | 0 |  | 0 |  | 0 |  | 0 |  | 0 |  | 0 |  | 0 |  | 0 |  |  | 0 | 0 | 0 |  |  | 0 | 0 | 0 | 0 | 0 | 0 | 0 | 0 | 0 | 0 | 0 | 0 | 0 | 0 | 0 | 0 | 0 | 0 | 0 | 0 | 0
0 | 0 |  |  |  | 0 | [11 empty] | 0 | 0 |  | 0 |  | 0 | [5 empty] | 0 |  | 0 |  | 0 |  | 0 |  | 0 |  | 0 |  | 0 |  | 0 |  |  | 0 | 0 | 0 |  |  | 0 | 0 | 0 | 0 | 0 | 0 | 0 | 0 | 0 | 0 | 0 | 0 | 0 | 0 | 0 | 0 | 0 | 0 | 0 | 0 | 0
0 | 0 |  |  |  | 0 | [11 empty] | 0 | 0 |  | 0 |  | 0 | [5 empty] | 0 |  | 0 |  | 0 |  | 0 |  | 0 |  | 0 |  | 0 |  | 0 |  |  | 0 | 0 | 0 |  |  | 0 | 0 | 0 | 0 | 0 | 0 | 0 | 0 | 0 | 0 | 0 | 0 | 0 | 0 | 0 | 0 | 0 | 0 | 0 | 0 | 0
0 | 0 |  |  |  | 0 | [11 empty] | 0 | 0 |  | 0 |  | 0 | [5 empty] | 0 |  | 0 |  | 0 |  | 0 |  | 0 |  | 0 |  | 0 |  | 0 |  |  | 0 | 0 | 0 |  |  | 0 | 0 | 0 | 0 | 0 | 0 | 0 | 0 | 0 | 0 | 0 | 0 | 0 | 0 | 0 | 0 | 0 | 0 | 0 | 0 | 0
0 | 0 |  |  |  | 0 | [11 empty] | 0 | 0 |  | 0 |  | 0 | [5 empty] | 0 |  | 0 |  | 0 |  | 0 |  | 0 |  | 0 |  | 0 |  | 0 |  |  | 0 | 0 | 0 |  |  | 0 | 0 | 0 | 0 | 0 | 0 | 0 | 0 | 0 | 0 | 0 | 0 | 0 | 0 | 0 | 0 | 0 | 0 | 0 | 0 | 0
0 | 0 |  |  |  | 0 | [11 empty] | 0 | 0 |  | 0 |  | 0 | [5 empty] | 0 |  | 0 |  | 0 |  | 0 |  | 0 |  | 0 |  | 0 |  | 0 |  |  | 0 | 0 | 0 |  |  | 0 | 0 | 0 | 0 | 0 | 0 | 0 | 0 | 0 | 0 | 0 | 0 | 0 | 0 | 0 | 0 | 0 | 0 | 0 | 0 | 0
0 | 0 |  |  |  | 0 | [11 empty] | 0 | 0 |  | 0 |  | 0 | [5 empty] | 0 |  | 0 |  | 0 |  | 0 |  | 0 |  | 0 |  | 0 |  | 0 |  |  | 0 | 0 | 0 |  |  | 0 | 0 | 0 | 0 | 0 | 0 | 0 | 0 | 0 | 0 | 0 | 0 | 0 | 0 | 0 | 0 | 0 | 0 | 0 | 0 | 0
0 | 0 |  |  |  | 0 | [11 empty] | 0 | 0 |  | 0 |  | 0 | [5 empty] | 0 |  | 0 |  | 0 |  | 0 |  | 0 |  | 0 |  | 0 |  | 0 |  |  | 0 | 0 | 0 |  |  | 0 | 0 | 0 | 0 | 0 | 0 | 0 | 0 | 0 | 0 | 0 | 0 | 0 | 0 | 0 | 0 | 0 | 0 | 0 | 0 | 0
0 | 0 |  |  |  | 0 | [11 empty] | 0 | 0 |  | 0 |  | 0 | [5 empty] | 0 |  | 0 |  | 0 |  | 0 |  | 0 |  | 0 |  | 0 |  | 0 |  |  | 0 | 0 | 0 |  |  | 0 | 0 | 0 | 0 | 0 | 0 | 0 | 0 | 0 | 0 | 0 | 0 | 0 | 0 | 0 | 0 | 0 | 0 | 0 | 0 | 0
0 | 0 |  |  |  | 0 | [11 empty] | 0 | 0 |  | 0 |  | 0 | [5 empty] | 0 |  | 0 |  | 0 |  | 0 |  | 0 |  | 0 |  | 0 |  | 0 |  |  | 0 | 0 | 0 |  |  | 0 | 0 | 0 | 0 | 0 | 0 | 0 | 0 | 0 | 0 | 0 | 0 | 0 | 0 | 0 | 0 | 0 | 0 | 0 | 0 | 0
0 | 0 |  |  |  | 0 | [11 empty] | 0 | 0 |  | 0 |  | 0 | [5 empty] | 0 |  | 0 |  | 0 |  | 0 |  | 0 |  | 0 |  | 0 |  | 0 |  |  | 0 | 0 | 0 |  |  | 0 | 0 | 0 | 0 | 0 | 0 | 0 | 0 | 0 | 0 | 0 | 0 | 0 | 0 | 0 | 0 | 0 | 0 | 0 | 0 | 0
0 | 0 |  |  |  | 0 | [11 empty] | 0 | 0 |  | 0 |  | 0 | [5 empty] | 0 |  | 0 |  | 0 |  | 0 |  | 0 |  | 0 |  | 0 |  | 0 |  |  | 0 | 0 | 0 |  |  | 0 | 0 | 0 | 0 | 0 | 0 | 0 | 0 | 0 | 0 | 0 | 0 | 0 | 0 | 0 | 0 | 0 | 0 | 0 | 0 | 0
0 | 0 |  |  |  | 0 | [11 empty] | 0 | 0 |  | 0 |  | 0 | [5 empty] | 0 |  | 0 |  | 0 |  | 0 |  | 0 |  | 0 |  | 0 |  | 0 |  |  | 0 | 0 | 0 |  |  | 0 | 0 | 0 | 0 | 0 | 0 | 0 | 0 | 0 | 0 | 0 | 0 | 0 | 0 | 0 | 0 | 0 | 0 | 0 | 0 | 0
0 | 0 |  |  |  | 0 | [11 empty] | 0 | 0 |  | 0 |  | 0 | [5 empty] | 0 |  | 0 |  | 0 |  | 0 |  | 0 |  | 0 |  | 0 |  | 0 |  |  | 0 | 0 | 0 |  |  | 0 | 0 | 0 | 0 | 0 | 0 | 0 | 0 | 0 | 0 | 0 | 0 | 0 | 0 | 0 | 0 | 0 | 0 | 0 | 0 | 0
0 | 0 |  |  |  | 0 | [11 empty] | 0 | 0 |  | 0 |  | 0 | [5 empty] | 0 |  | 0 |  | 0 |  | 0 |  | 0 |  | 0 |  | 0 |  | 0 |  |  | 0 | 0 | 0 |  |  | 0 | 0 | 0 | 0 | 0 | 0 | 0 | 0 | 0 | 0 | 0 | 0 | 0 | 0 | 0 | 0 | 0 | 0 | 0 | 0 | 0
0 | 0 |  |  |  | 0 | [11 empty] | 0 | 0 |  | 0 |  | 0 | [5 empty] | 0 |  | 0 |  | 0 |  | 0 |  | 0 |  | 0 |  | 0 |  | 0 |  |  | 0 | 0 | 0 |  |  | 0 | 0 | 0 | 0 | 0 | 0 | 0 | 0 | 0 | 0 | 0 | 0 | 0 | 0 | 0 | 0 | 0 | 0 | 0 | 0 | 0
0 | 0 |  |  |  | 0 | [11 empty] | 0 | 0 |  | 0 |  | 0 | [5 empty] | 0 |  | 0 |  | 0 |  | 0 |  | 0 |  | 0 |  | 0 |  | 0 |  |  | 0 | 0 | 0 |  |  | 0 | 0 | 0 | 0 | 0 | 0 | 0 | 0 | 0 | 0 | 0 | 0 | 0 | 0 | 0 | 0 | 0 | 0 | 0 | 0 | 0
0 | 0 |  |  |  | 0 | [11 empty] | 0 | 0 |  | 0 |  | 0 | [5 empty] | 0 |  | 0 |  | 0 |  | 0 |  | 0 |  | 0 |  | 0 |  | 0 |  |  | 0 | 0 | 0 |  |  | 0 | 0 | 0 | 0 | 0 | 0 | 0 | 0 | 0 | 0 | 0 | 0 | 0 | 0 | 0 | 0 | 0 | 0 | 0 | 0 | 0
0 | 0 |  |  |  | 0 | [11 empty] | 0 | 0 |  | 0 |  | 0 | [5 empty] | 0 |  | 0 |  | 0 |  | 0 |  | 0 |  | 0 |  | 0 |  | 0 |  |  | 0 | 0 | 0 |  |  | 0 | 0 | 0 | 0 | 0 | 0 | 0 | 0 | 0 | 0 | 0 | 0 | 0 | 0 | 0 | 0 | 0 | 0 | 0 | 0 | 0
0 | 0 |  |  |  | 0 | [11 empty] | 0 | 0 |  | 0 |  | 0 | [5 empty] | 0 |  | 0 |  | 0 |  | 0 |  | 0 |  | 0 |  | 0 |  | 0 |  |  | 0 | 0 | 0 |  |  | 0 | 0 | 0 | 0 | 0 | 0 | 0 | 0 | 0 | 0 | 0 | 0 | 0 | 0 | 0 | 0 | 0 | 0 | 0 | 0 | 0
0 | 0 |  |  |  | 0 | [11 empty] | 0 | 0 |  | 0 |  | 0 | [5 empty] | 0 |  | 0 |  | 0 |  | 0 |  | 0 |  | 0 |  | 0 |  | 0 |  |  | 0 | 0 | 0 |  |  | 0 | 0 | 0 | 0 | 0 | 0 | 0 | 0 | 0 | 0 | 0 | 0 | 0 | 0 | 0 | 0 | 0 | 0 | 0 | 0 | 0
0 | 0 |  |  |  | 0 | [11 empty] | 0 | 0 |  | 0 |  | 0 | [5 empty] | 0 |  | 0 |  | 0 |  | 0 |  | 0 |  | 0 |  | 0 |  | 0 |  |  | 0 | 0 | 0 |  |  | 0 | 0 | 0 | 0 | 0 | 0 | 0 | 0 | 0 | 0 | 0 | 0 | 0 | 0 | 0 | 0 | 0 | 0 | 0 | 0 | 0
0 | 0 |  |  |  | 0 | [11 empty] | 0 | 0 |  | 0 |  | 0 | [5 empty] | 0 |  | 0 |  | 0 |  | 0 |  | 0 |  | 0 |  | 0 |  | 0 |  |  | 0 | 0 | 0 |  |  | 0 | 0 | 0 | 0 | 0 | 0 | 0 | 0 | 0 | 0 | 0 | 0 | 0 | 0 | 0 | 0 | 0 | 0 | 0 | 0 | 0
0 | 0 |  |  |  | 0 | [11 empty] | 0 | 0 |  | 0 |  | 0 | [5 empty] | 0 |  | 0 |  | 0 |  | 0 |  | 0 |  | 0 |  | 0 |  | 0 |  |  | 0 | 0 | 0 |  |  | 0 | 0 | 0 | 0 | 0 | 0 | 0 | 0 | 0 | 0 | 0 | 0 | 0 | 0 | 0 | 0 | 0 | 0 | 0 | 0 | 0
0 | 0 |  |  |  | 0 | [11 empty] | 0 | 0 |  | 0 |  | 0 | [5 empty] | 0 |  | 0 |  | 0 |  | 0 |  | 0 |  | 0 |  | 0 |  | 0 |  |  | 0 | 0 | 0 |  |  | 0 | 0 | 0 | 0 | 0 | 0 | 0 | 0 | 0 | 0 | 0 | 0 | 0 | 0 | 0 | 0 | 0 | 0 | 0 | 0 | 0
0 | 0 |  |  |  | 0 | [11 empty] | 0 | 0 |  | 0 |  | 0 | [5 empty] | 0 |  | 0 |  | 0 |  | 0 |  | 0 |  | 0 |  | 0 |  | 0 |  |  | 0 | 0 | 0 |  |  | 0 | 0 | 0 | 0 | 0 | 0 | 0 | 0 | 0 | 0 | 0 | 0 | 0 | 0 | 0 | 0 | 0 | 0 | 0 | 0 | 0
0 | 0 |  |  |  | 0 | [11 empty] | 0 | 0 |  | 0 |  | 0 | [5 empty] | 0 |  | 0 |  | 0 |  | 0 |  | 0 |  | 0 |  | 0 |  | 0 |  |  | 0 | 0 | 0 |  |  | 0 | 0 | 0 | 0 | 0 | 0 | 0 | 0 | 0 | 0 | 0 | 0 | 0 | 0 | 0 | 0 | 0 | 0 | 0 | 0 | 0
0 | 0 |  |  |  | 0 | [11 empty] | 0 | 0 |  | 0 |  | 0 | [5 empty] | 0 |  | 0 |  | 0 |  | 0 |  | 0 |  | 0 |  | 0 |  | 0 |  |  | 0 | 0 | 0 |  |  | 0 | 0 | 0 | 0 | 0 | 0 | 0 | 0 | 0 | 0 | 0 | 0 | 0 | 0 | 0 | 0 | 0 | 0 | 0 | 0 | 0
0 | 0 |  |  |  | 0 | [11 empty] | 0 | 0 |  | 0 |  | 0 | [5 empty] | 0 |  | 0 |  | 0 |  | 0 |  | 0 |  | 0 |  | 0 |  | 0 |  |  | 0 | 0 | 0 |  |  | 0 | 0 | 0 | 0 | 0 | 0 | 0 | 0 | 0 | 0 | 0 | 0 | 0 | 0 | 0 | 0 | 0 | 0 | 0 | 0 | 0
0 | 0 |  |  |  | 0 | [11 empty] | 0 | 0 |  | 0 |  | 0 | [5 empty] | 0 |  | 0 |  | 0 |  | 0 |  | 0 |  | 0 |  | 0 |  | 0 |  |  | 0 | 0 | 0 |  |  | 0 | 0 | 0 | 0 | 0 | 0 | 0 | 0 | 0 | 0 | 0 | 0 | 0 | 0 | 0 | 0 | 0 | 0 | 0 | 0 | 0
0 | 0 |  |  |  | 0 | [11 empty] | 0 | 0 |  | 0 |  | 0 | [5 empty] | 0 |  | 0 |  | 0 |  | 0 |  | 0 |  | 0 |  | 0 |  | 0 |  |  | 0 | 0 | 0 |  |  | 0 | 0 | 0 | 0 | 0 | 0 | 0 | 0 | 0 | 0 | 0 | 0 | 0 | 0 | 0 | 0 | 0 | 0 | 0 | 0 | 0
0 | 0 |  |  |  | 0 | [11 empty] | 0 | 0 |  | 0 |  | 0 | [5 empty] | 0 |  | 0 |  | 0 |  | 0 |  | 0 |  | 0 |  | 0 |  | 0 |  |  | 0 | 0 | 0 |  |  | 0 | 0 | 0 | 0 | 0 | 0 | 0 | 0 | 0 | 0 | 0 | 0 | 0 | 0 | 0 | 0 | 0 | 0 | 0 | 0 | 0
0 | 0 |  |  |  | 0 | [11 empty] | 0 | 0 |  | 0 |  | 0 | [5 empty] | 0 |  | 0 |  | 0 |  | 0 |  | 0 |  | 0 |  | 0 |  | 0 |  |  | 0 | 0 | 0 |  |  | 0 | 0 | 0 | 0 | 0 | 0 | 0 | 0 | 0 | 0 | 0 | 0 | 0 | 0 | 0 | 0 | 0 | 0 | 0 | 0 | 0
0 | 0 |  |  |  | 0 | [11 empty] | 0 | 0 |  | 0 |  | 0 | [5 empty] | 0 |  | 0 |  | 0 |  | 0 |  | 0 |  | 0 |  | 0 |  | 0 |  |  | 0 | 0 | 0 |  |  | 0 | 0 | 0 | 0 | 0 | 0 | 0 | 0 | 0 | 0 | 0 | 0 | 0 | 0 | 0 | 0 | 0 | 0 | 0 | 0 | 0
0 | 0 |  |  |  | 0 | [11 empty] | 0 | 0 |  | 0 |  | 0 | [5 empty] | 0 |  | 0 |  | 0 |  | 0 |  | 0 |  | 0 |  | 0 |  | 0 |  |  | 0 | 0 | 0 |  |  | 0 | 0 | 0 | 0 | 0 | 0 | 0 | 0 | 0 | 0 | 0 | 0 | 0 | 0 | 0 | 0 | 0 | 0 | 0 | 0 | 0
0 | 0 |  |  |  | 0 | [11 empty] | 0 | 0 |  | 0 |  | 0 | [5 empty] | 0 |  | 0 |  | 0 |  | 0 |  | 0 |  | 0 |  | 0 |  | 0 |  |  | 0 | 0 | 0 |  |  | 0 | 0 | 0 | 0 | 0 | 0 | 0 | 0 | 0 | 0 | 0 | 0 | 0 | 0 | 0 | 0 | 0 | 0 | 0 | 0 | 0
0 | 0 |  |  |  | 0 | [11 empty] | 0 | 0 |  | 0 |  | 0 | [5 empty] | 0 |  | 0 |  | 0 |  | 0 |  | 0 |  | 0 |  | 0 |  | 0 |  |  | 0 | 0 | 0 |  |  | 0 | 0 | 0 | 0 | 0 | 0 | 0 | 0 | 0 | 0 | 0 | 0 | 0 | 0 | 0 | 0 | 0 | 0 | 0 | 0 | 0
0 | 0 |  |  |  | 0 | [11 empty] | 0 | 0 |  | 0 |  | 0 | [5 empty] | 0 |  | 0 |  | 0 |  | 0 |  | 0 |  | 0 |  | 0 |  | 0 |  |  | 0 | 0 | 0 |  |  | 0 | 0 | 0 | 0 | 0 | 0 | 0 | 0 | 0 | 0 | 0 | 0 | 0 | 0 | 0 | 0 | 0 | 0 | 0 | 0 | 0
0 | 0 |  |  |  | 0 | [11 empty] | 0 | 0 |  | 0 |  | 0 | [5 empty] | 0 |  | 0 |  | 0 |  | 0 |  | 0 |  | 0 |  | 0 |  | 0 |  |  | 0 | 0 | 0 |  |  | 0 | 0 | 0 | 0 | 0 | 0 | 0 | 0 | 0 | 0 | 0 | 0 | 0 | 0 | 0 | 0 | 0 | 0 | 0 | 0 | 0
0 | 0 |  |  |  | 0 | [11 empty] | 0 | 0 |  | 0 |  | 0 | [5 empty] | 0 |  | 0 |  | 0 |  | 0 |  | 0 |  | 0 |  | 0 |  | 0 |  |  | 0 | 0 | 0 |  |  | 0 | 0 | 0 | 0 | 0 | 0 | 0 | 0 | 0 | 0 | 0 | 0 | 0 | 0 | 0 | 0 | 0 | 0 | 0 | 0 | 0
0 | 0 |  |  |  | 0 | [11 empty] | 0 | 0 |  | 0 |  | 0 | [5 empty] | 0 |  | 0 |  | 0 |  | 0 |  | 0 |  | 0 |  | 0 |  | 0 |  |  | 0 | 0 | 0 |  |  | 0 | 0 | 0 | 0 | 0 | 0 | 0 | 0 | 0 | 0 | 0 | 0 | 0 | 0 | 0 | 0 | 0 | 0 | 0 | 0 | 0
0 | 0 |  |  |  | 0 | [11 empty] | 0 | 0 |  | 0 |  | 0 | [5 empty] | 0 |  | 0 |  | 0 |  | 0 |  | 0 |  | 0 |  | 0 |  | 0 |  |  | 0 | 0 | 0 |  |  | 0 | 0 | 0 | 0 | 0 | 0 | 0 | 0 | 0 | 0 | 0 | 0 | 0 | 0 | 0 | 0 | 0 | 0 | 0 | 0 | 0
0 | 0 |  |  |  | 0 | [11 empty] | 0 | 0 |  | 0 |  | 0 | [5 empty] | 0 |  | 0 |  | 0 |  | 0 |  | 0 |  | 0 |  | 0 |  | 0 |  |  | 0 | 0 | 0 |  |  | 0 | 0 | 0 | 0 | 0 | 0 | 0 | 0 | 0 | 0 | 0 | 0 | 0 | 0 | 0 | 0 | 0 | 0 | 0 | 0 | 0
0 | 0 |  |  |  | 0 | [11 empty] | 0 | 0 |  | 0 |  | 0 | [5 empty] | 0 |  | 0 |  | 0 |  | 0 |  | 0 |  | 0 |  | 0 |  | 0 |  |  | 0 | 0 | 0 |  |  | 0 | 0 | 0 | 0 | 0 | 0 | 0 | 0 | 0 | 0 | 0 | 0 | 0 | 0 | 0 | 0 | 0 | 0 | 0 | 0 | 0
0 | 0 |  |  |  | 0 | [11 empty] | 0 | 0 |  | 0 |  | 0 | [5 empty] | 0 |  | 0 |  | 0 |  | 0 |  | 0 |  | 0 |  | 0 |  | 0 |  |  | 0 | 0 | 0 |  |  | 0 | 0 | 0 | 0 | 0 | 0 | 0 | 0 | 0 | 0 | 0 | 0 | 0 | 0 | 0 | 0 | 0 | 0 | 0 | 0 | 0
0 | 0 |  |  |  | 0 | [11 empty] | 0 | 0 |  | 0 |  | 0 | [5 empty] | 0 |  | 0 |  | 0 |  | 0 |  | 0 |  | 0 |  | 0 |  | 0 |  |  | 0 | 0 | 0 |  |  | 0 | 0 | 0 | 0 | 0 | 0 | 0 | 0 | 0 | 0 | 0 | 0 | 0 | 0 | 0 | 0 | 0 | 0 | 0 | 0 | 0
0 | 0 |  |  |  | 0 | [11 empty] | 0 | 0 |  | 0 |  | 0 | [5 empty] | 0 |  | 0 |  | 0 |  | 0 |  | 0 |  | 0 |  | 0 |  | 0 |  |  | 0 | 0 | 0 |  |  | 0 | 0 | 0 | 0 | 0 | 0 | 0 | 0 | 0 | 0 | 0 | 0 | 0 | 0 | 0 | 0 | 0 | 0 | 0 | 0 | 0
0 | 0 |  |  |  | 0 | [11 empty] | 0 | 0 |  | 0 |  | 0 | [5 empty] | 0 |  | 0 |  | 0 |  | 0 |  | 0 |  | 0 |  | 0 |  | 0 |  |  | 0 | 0 | 0 |  |  | 0 | 0 | 0 | 0 | 0 | 0 | 0 | 0 | 0 | 0 | 0 | 0 | 0 | 0 | 0 | 0 | 0 | 0 | 0 | 0 | 0
0 | 0 |  |  |  | 0 | [11 empty] | 0 | 0 |  | 0 |  | 0 | [5 empty] | 0 |  | 0 |  | 0 |  | 0 |  | 0 |  | 0 |  | 0 |  | 0 |  |  | 0 | 0 | 0 |  |  | 0 | 0 | 0 | 0 | 0 | 0 | 0 | 0 | 0 | 0 | 0 | 0 | 0 | 0 | 0 | 0 | 0 | 0 | 0 | 0 | 0
0 | 0 |  |  |  | 0 | [11 empty] | 0 | 0 |  | 0 |  | 0 | [5 empty] | 0 |  | 0 |  | 0 |  | 0 |  | 0 |  | 0 |  | 0 |  | 0 |  |  | 0 | 0 | 0 |  |  | 0 | 0 | 0 | 0 | 0 | 0 | 0 | 0 | 0 | 0 | 0 | 0 | 0 | 0 | 0 | 0 | 0 | 0 | 0 | 0 | 0
0 | 0 |  |  |  | 0 | [11 empty] | 0 | 0 |  | 0 |  | 0 | [5 empty] | 0 |  | 0 |  | 0 |  | 0 |  | 0 |  | 0 |  | 0 |  | 0 |  |  | 0 | 0 | 0 |  |  | 0 | 0 | 0 | 0 | 0 | 0 | 0 | 0 | 0 | 0 | 0 | 0 | 0 | 0 | 0 | 0 | 0 | 0 | 0 | 0 | 0
0 | 0 |  |  |  | 0 | [11 empty] | 0 | 0 |  | 0 |  | 0 | [5 empty] | 0 |  | 0 |  | 0 |  | 0 |  | 0 |  | 0 |  | 0 |  | 0 |  |  | 0 | 0 | 0 |  |  | 0 | 0 | 0 | 0 | 0 | 0 | 0 | 0 | 0 | 0 | 0 | 0 | 0 | 0 | 0 | 0 | 0 | 0 | 0 | 0 | 0
0 | 0 |  |  |  | 0 | [11 empty] | 0 | 0 |  | 0 |  | 0 | [5 empty] | 0 |  | 0 |  | 0 |  | 0 |  | 0 |  | 0 |  | 0 |  | 0 |  |  | 0 | 0 | 0 |  |  | 0 | 0 | 0 | 0 | 0 | 0 | 0 | 0 | 0 | 0 | 0 | 0 | 0 | 0 | 0 | 0 | 0 | 0 | 0 | 0 | 0
0 | 0 |  |  |  | 0 | [11 empty] | 0 | 0 |  | 0 |  | 0 | [5 empty] | 0 |  | 0 |  | 0 |  | 0 |  | 0 |  | 0 |  | 0 |  | 0 |  |  | 0 | 0 | 0 |  |  | 0 | 0 | 0 | 0 | 0 | 0 | 0 | 0 | 0 | 0 | 0 | 0 | 0 | 0 | 0 | 0 | 0 | 0 | 0 | 0 | 0
0 | 0 |  |  |  | 0 | [11 empty] | 0 | 0 |  | 0 |  | 0 | [5 empty] | 0 |  | 0 |  | 0 |  | 0 |  | 0 |  | 0 |  | 0 |  | 0 |  |  | 0 | 0 | 0 |  |  | 0 | 0 | 0 | 0 | 0 | 0 | 0 | 0 | 0 | 0 | 0 | 0 | 0 | 0 | 0 | 0 | 0 | 0 | 0 | 0 | 0
0 | 0 |  |  |  | 0 | [11 empty] | 0 | 0 |  | 0 |  | 0 | [5 empty] | 0 |  | 0 |  | 0 |  | 0 |  | 0 |  | 0 |  | 0 |  | 0 |  |  | 0 | 0 | 0 |  |  | 0 | 0 | 0 | 0 | 0 | 0 | 0 | 0 | 0 | 0 | 0 | 0 | 0 | 0 | 0 | 0 | 0 | 0 | 0 | 0 | 0
0 | 0 |  |  |  | 0 | [11 empty] | 0 | 0 |  | 0 |  | 0 | [5 empty] | 0 |  | 0 |  | 0 |  | 0 |  | 0 |  | 0 |  | 0 |  | 0 |  |  | 0 | 0 | 0 |  |  | 0 | 0 | 0 | 0 | 0 | 0 | 0 | 0 | 0 | 0 | 0 | 0 | 0 | 0 | 0 | 0 | 0 | 0 | 0 | 0 | 0
0 | 0 |  |  |  | 0 | [11 empty] | 0 | 0 |  | 0 |  | 0 | [5 empty] | 0 |  | 0 |  | 0 |  | 0 |  | 0 |  | 0 |  | 0 |  | 0 |  |  | 0 | 0 | 0 |  |  | 0 | 0 | 0 | 0 | 0 | 0 | 0 | 0 | 0 | 0 | 0 | 0 | 0 | 0 | 0 | 0 | 0 | 0 | 0 | 0 | 0
0 | 0 |  |  |  | 0 | [11 empty] | 0 | 0 |  | 0 |  | 0 | [5 empty] | 0 |  | 0 |  | 0 |  | 0 |  | 0 |  | 0 |  | 0 |  | 0 |  |  | 0 | 0 | 0 |  |  | 0 | 0 | 0 | 0 | 0 | 0 | 0 | 0 | 0 | 0 | 0 | 0 | 0 | 0 | 0 | 0 | 0 | 0 | 0 | 0 | 0
0 | 0 |  |  |  | 0 | [11 empty] | 0 | 0 |  | 0 |  | 0 | [5 empty] | 0 |  | 0 |  | 0 |  | 0 |  | 0 |  | 0 |  | 0 |  | 0 |  |  | 0 | 0 | 0 |  |  | 0 | 0 | 0 | 0 | 0 | 0 | 0 | 0 | 0 | 0 | 0 | 0 | 0 | 0 | 0 | 0 | 0 | 0 | 0 | 0 | 0
0 | 0 |  |  |  | 0 | [11 empty] | 0 | 0 |  | 0 |  | 0 | [5 empty] | 0 |  | 0 |  | 0 |  | 0 |  | 0 |  | 0 |  | 0 |  | 0 |  |  | 0 | 0 | 0 |  |  | 0 | 0 | 0 | 0 | 0 | 0 | 0 | 0 | 0 | 0 | 0 | 0 | 0 | 0 | 0 | 0 | 0 | 0 | 0 | 0 | 0
0 | 0 |  |  |  | 0 | [11 empty] | 0 | 0 |  | 0 |  | 0 | [5 empty] | 0 |  | 0 |  | 0 |  | 0 |  | 0 |  | 0 |  | 0 |  | 0 |  |  | 0 | 0 | 0 |  |  | 0 | 0 | 0 | 0 | 0 | 0 | 0 | 0 | 0 | 0 | 0 | 0 | 0 | 0 | 0 | 0 | 0 | 0 | 0 | 0 | 0
0 | 0 |  |  |  | 0 | [11 empty] | 0 | 0 |  | 0 |  | 0 | [5 empty] | 0 |  | 0 |  | 0 |  | 0 |  | 0 |  | 0 |  | 0 |  | 0 |  |  | 0 | 0 | 0 |  |  | 0 | 0 | 0 | 0 | 0 | 0 | 0 | 0 | 0 | 0 | 0 | 0 | 0 | 0 | 0 | 0 | 0 | 0 | 0 | 0 | 0
0 | 0 |  |  |  | 0 | [11 empty] | 0 | 0 |  | 0 |  | 0 | [5 empty] | 0 |  | 0 |  | 0 |  | 0 |  | 0 |  | 0 |  | 0 |  | 0 |  |  | 0 | 0 | 0 |  |  | 0 | 0 | 0 | 0 | 0 | 0 | 0 | 0 | 0 | 0 | 0 | 0 | 0 | 0 | 0 | 0 | 0 | 0 | 0 | 0 | 0
0 | 0 |  |  |  | 0 | [11 empty] | 0 | 0 |  | 0 |  | 0 | [5 empty] | 0 |  | 0 |  | 0 |  | 0 |  | 0 |  | 0 |  | 0 |  | 0 |  |  | 0 | 0 | 0 |  |  | 0 | 0 | 0 | 0 | 0 | 0 | 0 | 0 | 0 | 0 | 0 | 0 | 0 | 0 | 0 | 0 | 0 | 0 | 0 | 0 | 0
0 | 0 |  |  |  | 0 | [11 empty] | 0 | 0 |  | 0 |  | 0 | [5 empty] | 0 |  | 0 |  | 0 |  | 0 |  | 0 |  | 0 |  | 0 |  | 0 |  |  | 0 | 0 | 0 |  |  | 0 | 0 | 0 | 0 | 0 | 0 | 0 | 0 | 0 | 0 | 0 | 0 | 0 | 0 | 0 | 0 | 0 | 0 | 0 | 0 | 0
0 | 0 |  |  |  | 0 | [11 empty] | 0 | 0 |  | 0 |  | 0 | [5 empty] | 0 |  | 0 |  | 0 |  | 0 |  | 0 |  | 0 |  | 0 |  | 0 |  |  | 0 | 0 | 0 |  |  | 0 | 0 | 0 | 0 | 0 | 0 | 0 | 0 | 0 | 0 | 0 | 0 | 0 | 0 | 0 | 0 | 0 | 0 | 0 | 0 | 0
0 | 0 |  |  |  | 0 | [11 empty] | 0 | 0 |  | 0 |  | 0 | [5 empty] | 0 |  | 0 |  | 0 |  | 0 |  | 0 |  | 0 |  | 0 |  | 0 |  |  | 0 | 0 | 0 |  |  | 0 | 0 | 0 | 0 | 0 | 0 | 0 | 0 | 0 | 0 | 0 | 0 | 0 | 0 | 0 | 0 | 0 | 0 | 0 | 0 | 0
0 | 0 |  |  |  | 0 | [11 empty] | 0 | 0 |  | 0 |  | 0 | [5 empty] | 0 |  | 0 |  | 0 |  | 0 |  | 0 |  | 0 |  | 0 |  | 0 |  |  | 0 | 0 | 0 |  |  | 0 | 0 | 0 | 0 | 0 | 0 | 0 | 0 | 0 | 0 | 0 | 0 | 0 | 0 | 0 | 0 | 0 | 0 | 0 | 0 | 0
0 | 0 |  |  |  | 0 | [11 empty] | 0 | 0 |  | 0 |  | 0 | [5 empty] | 0 |  | 0 |  | 0 |  | 0 |  | 0 |  | 0 |  | 0 |  | 0 |  |  | 0 | 0 | 0 |  |  | 0 | 0 | 0 | 0 | 0 | 0 | 0 | 0 | 0 | 0 | 0 | 0 | 0 | 0 | 0 | 0 | 0 | 0 | 0 | 0 | 0
0 | 0 |  |  |  | 0 | [11 empty] | 0 | 0 |  | 0 |  | 0 | [5 empty] | 0 |  | 0 |  | 0 |  | 0 |  | 0 |  | 0 |  | 0 |  | 0 |  |  | 0 | 0 | 0 |  |  | 0 | 0 | 0 | 0 | 0 | 0 | 0 | 0 | 0 | 0 | 0 | 0 | 0 | 0 | 0 | 0 | 0 | 0 | 0 | 0 | 0
0 | 0 |  |  |  | 0 | [11 empty] | 0 | 0 |  | 0 |  | 0 | [5 empty] | 0 |  | 0 |  | 0 |  | 0 |  | 0 |  | 0 |  | 0 |  | 0 |  |  | 0 | 0 | 0 |  |  | 0 | 0 | 0 | 0 | 0 | 0 | 0 | 0 | 0 | 0 | 0 | 0 | 0 | 0 | 0 | 0 | 0 | 0 | 0 | 0 | 0
0 | 0 |  |  |  | 0 | [11 empty] | 0 | 0 |  | 0 |  | 0 | [5 empty] | 0 |  | 0 |  | 0 |  | 0 |  | 0 |  | 0 |  | 0 |  | 0 |  |  | 0 | 0 | 0 |  |  | 0 | 0 | 0 | 0 | 0 | 0 | 0 | 0 | 0 | 0 | 0 | 0 | 0 | 0 | 0 | 0 | 0 | 0 | 0 | 0 | 0
0 | 0 |  |  |  | 0 | [11 empty] | 0 | 0 |  | 0 |  | 0 | [5 empty] | 0 |  | 0 |  | 0 |  | 0 |  | 0 |  | 0 |  | 0 |  | 0 |  |  | 0 | 0 | 0 |  |  | 0 | 0 | 0 | 0 | 0 | 0 | 0 | 0 | 0 | 0 | 0 | 0 | 0 | 0 | 0 | 0 | 0 | 0 | 0 | 0 | 0
0 | 0 |  |  |  | 0 | [11 empty] | 0 | 0 |  | 0 |  | 0 | [5 empty] | 0 |  | 0 |  | 0 |  | 0 |  | 0 |  | 0 |  | 0 |  | 0 |  |  | 0 | 0 | 0 |  |  | 0 | 0 | 0 | 0 | 0 | 0 | 0 | 0 | 0 | 0 | 0 | 0 | 0 | 0 | 0 | 0 | 0 | 0 | 0 | 0 | 0
0 | 0 |  |  |  | 0 | [11 empty] | 0 | 0 |  | 0 |  | 0 | [5 empty] | 0 |  | 0 |  | 0 |  | 0 |  | 0 |  | 0 |  | 0 |  | 0 |  |  | 0 | 0 | 0 |  |  | 0 | 0 | 0 | 0 | 0 | 0 | 0 | 0 | 0 | 0 | 0 | 0 | 0 | 0 | 0 | 0 | 0 | 0 | 0 | 0 | 0
0 | 0 |  |  |  | 0 | [11 empty] | 0 | 0 |  | 0 |  | 0 | [5 empty] | 0 |  | 0 |  | 0 |  | 0 |  | 0 |  | 0 |  | 0 |  | 0 |  |  | 0 | 0 | 0 |  |  | 0 | 0 | 0 | 0 | 0 | 0 | 0 | 0 | 0 | 0 | 0 | 0 | 0 | 0 | 0 | 0 | 0 | 0 | 0 | 0 | 0
0 | 0 |  |  |  | 0 | [11 empty] | 0 | 0 |  | 0 |  | 0 | [5 empty] | 0 |  | 0 |  | 0 |  | 0 |  | 0 |  | 0 |  | 0 |  | 0 |  |  | 0 | 0 | 0 |  |  | 0 | 0 | 0 | 0 | 0 | 0 | 0 | 0 | 0 | 0 | 0 | 0 | 0 | 0 | 0 | 0 | 0 | 0 | 0 | 0 | 0
0 | 0 |  |  |  | 0 | [11 empty] | 0 | 0 |  | 0 |  | 0 | [5 empty] | 0 |  | 0 |  | 0 |  | 0 |  | 0 |  | 0 |  | 0 |  | 0 |  |  | 0 | 0 | 0 |  |  | 0 | 0 | 0 | 0 | 0 | 0 | 0 | 0 | 0 | 0 | 0 | 0 | 0 | 0 | 0 | 0 | 0 | 0 | 0 | 0 | 0
0 | 0 |  |  |  | 0 | [11 empty] | 0 | 0 |  | 0 |  | 0 | [5 empty] | 0 |  | 0 |  | 0 |  | 0 |  | 0 |  | 0 |  | 0 |  | 0 |  |  | 0 | 0 | 0 |  |  | 0 | 0 | 0 | 0 | 0 | 0 | 0 | 0 | 0 | 0 | 0 | 0 | 0 | 0 | 0 | 0 | 0 | 0 | 0 | 0 | 0
0 | 0 |  |  |  | 0 | [11 empty] | 0 | 0 |  | 0 |  | 0 | [5 empty] | 0 |  | 0 |  | 0 |  | 0 |  | 0 |  | 0 |  | 0 |  | 0 |  |  | 0 | 0 | 0 |  |  | 0 | 0 | 0 | 0 | 0 | 0 | 0 | 0 | 0 | 0 | 0 | 0 | 0 | 0 | 0 | 0 | 0 | 0 | 0 | 0 | 0
0 | 0 |  |  |  | 0 | [11 empty] | 0 | 0 |  | 0 |  | 0 | [5 empty] | 0 |  | 0 |  | 0 |  | 0 |  | 0 |  | 0 |  | 0 |  | 0 |  |  | 0 | 0 | 0 |  |  | 0 | 0 | 0 | 0 | 0 | 0 | 0 | 0 | 0 | 0 | 0 | 0 | 0 | 0 | 0 | 0 | 0 | 0 | 0 | 0 | 0
0 | 0 |  |  |  | 0 | [11 empty] | 0 | 0 |  | 0 |  | 0 | [5 empty] | 0 |  | 0 |  | 0 |  | 0 |  | 0 |  | 0 |  | 0 |  | 0 |  |  | 0 | 0 | 0 |  |  | 0 | 0 | 0 | 0 | 0 | 0 | 0 | 0 | 0 | 0 | 0 | 0 | 0 | 0 | 0 | 0 | 0 | 0 | 0 | 0 | 0
0 | 0 |  |  |  | 0 | [11 empty] | 0 | 0 |  | 0 |  | 0 | [5 empty] | 0 |  | 0 |  | 0 |  | 0 |  | 0 |  | 0 |  | 0 |  | 0 |  |  | 0 | 0 | 0 |  |  | 0 | 0 | 0 | 0 | 0 | 0 | 0 | 0 | 0 | 0 | 0 | 0 | 0 | 0 | 0 | 0 | 0 | 0 | 0 | 0 | 0
0 | 0 |  |  |  | 0 | [11 empty] | 0 | 0 |  | 0 |  | 0 | [5 empty] | 0 |  | 0 |  | 0 |  | 0 |  | 0 |  | 0 |  | 0 |  | 0 |  |  | 0 | 0 | 0 |  |  | 0 | 0 | 0 | 0 | 0 | 0 | 0 | 0 | 0 | 0 | 0 | 0 | 0 | 0 | 0 | 0 | 0 | 0 | 0 | 0 | 0
0
[6 empty] | END |  | Total Price for Schedule 13 | [9 empty] | 0 |  | 0 |  | 0 | Baht |  | Baht |  | Baht |  | Baht |  | Baht |  |  | 0 | Baht |  | Baht |  | Baht |  | Baht |  |  |  |  | Baht | Baht |  |  | Baht | Baht | Baht | Baht | Baht | Baht | Baht | Baht | Baht | Baht | Baht | Baht | Baht | Baht | Baht | Baht | Baht | Baht | Baht | Baht | Baht | bar: 79 to 81
[18 empty] | 0 |  | 0 |  | 0 | [5 empty] | 0 |  | 0 |  | 0 |  | 0 |  | 0 |  | 0 |  | 0 |  | 0 |  |  |  | 0 | 0 |  |  | 0 | 0 | 0 | 0 | 0 | 0 | 0 | 0 | 0 | 0 | 0 | 0 | 0 | 0 | 0 | 0 | 0 | 0 | 0 | 0 | 0 | bar: 79 to 81
[18 empty] | 0 |  | 0 |  | 0 | [11 empty] | 0 | bar: 79 to 81
[18 empty] | 0 |  | 0 |  | 0 | [11 empty] | 0 | bar: 79 to 81
[18 empty] | 0 |  | 0 |  | 0 | [11 empty] | 0
[18 empty] | 0 |  | 0 |  | 0 | [11 empty] | 0
[18 empty] | 0 |  | 0 |  | 0 | [11 empty] | 0
[18 empty] | 0 |  | 0 |  | 0 | [11 empty] | 0
000000000000000000000000000000000000000
0000000000000000000000000000000000000000
000000000000000000000
[8 empty] | 0 | 0 |  |  |  |  | 0000000000000000000000000000000000000000000000000000000000000000000000000000000000000000000000000000
[8 empty] | 0 | 0
[8 empty] | 0 | 0
[8 empty] | 0 | 0
[8 empty] | 0 | 0
[8 empty] | 0 | 0
[8 empty] | 0 | 0
[8 empty] | 0 | 0
[8 empty] | 0 | 0
[8 empty] | 0 | 0
[8 empty] | 0 | 0
[8 empty] | 0 | 0
[8 empty] | 0 | 0
[8 empty] | 0 | 0
[8 empty] | 0 | 0
[8 empty] | 0 | 0
[8 empty] | 0 | 0
[8 empty] | 0 | 0
[8 empty] | 0 | 0
[8 empty] | 0 | 0
[8 empty] | 0 | 0
[8 empty] | 0 | 0
[8 empty] | 0 | 0
[8 empty] | 0 | 0
[8 empty] | 0 | 0
[8 empty] | 0 | 0
[8 empty] | 0 | 0
[8 empty] | 0 | 0
[8 empty] | 0 | 0
[8 empty] | 0 | 0
[8 empty] | 0 | 0
[8 empty] | 0 | 0
[8 empty] | 0 | 0
[8 empty] | 0 | 0
[8 empty] | 0 | 0
[8 empty] | 0 | 0
[8 empty] | 0 | 0
[8 empty] | 0 | 0
[8 empty] | 0 | 0
[8 empty] | 0 | 0
[8 empty] | 0 | 0
[8 empty] | 0 | 0
[8 empty] | 0 | 0
[8 empty] | 0 | 0
[8 empty] | 0 | 0
[8 empty] | 0 | 0
[8 empty] | 0 | 0
[8 empty] | 0 | 0
[8 empty] | 0 | 0
[8 empty] | 0 | 0
[8 empty] | 0 | 0
[8 empty] | 0 | 0
[8 empty] | 0 | 0
[8 empty] | 0 | 0
[8 empty] | 0 | 0
[8 empty] | 0 | 0
[8 empty] | 0 | 0
[8 empty] | 0 | 0
[8 empty] | 0 | 0
[8 empty] | 0 | 0
[8 empty] | 0 | 0
[8 empty] | 0 | 0
[8 empty] | 0 | 0
[8 empty] | 0 | 0
[8 empty] | 0 | 0
[8 empty] | 0 | 0
[8 empty] | 0 | 0
[8 empty] | 0 | 0
[8 empty] | 0 | 0
[8 empty] | 0 | 0
[8 empty] | 0 | 0
[8 empty] | 0 | 0
[8 empty] | 0 | 0
[8 empty] | 0 | 0
[8 empty] | 0 | 0
[8 empty] | 0 | 0
[8 empty] | 0 | 0
[8 empty] | 0 | 0
[8 empty] | 0 | 0
[8 empty] | 0 | 0
[8 empty] | 0 | 0
[8 empty] | 0 | 0
[8 empty] | 0 | 0
[8 empty] | 0 | 0
[8 empty] | 0 | 0
[8 empty] | 0 | 0
[8 empty] | 0 | 0
[8 empty] | 0 | 0
[8 empty] | 0 | 0
[8 empty] | 0 | 0
[8 empty] | 0 | 0
[8 empty] | 0 | 0
[8 empty] | 0 | 0
[8 empty] | 0 | 0
[8 empty] | 0 | 0
[8 empty] | 0 | 0
[8 empty] | 0 | 0
[8 empty] | 0 | 0
[8 empty] | 0 | 0
[8 empty] | 0 | 0

## Sch 14 (hidden)
INVITATION TO BID NO. VKS1-SWG-01
Schedule 14 :
[77 empty] | 79 | 80 | 81 | 82 | 83 | 84 | 85 | 86 | 87 | 88 | 89 | 90 | 91 | 92 | 93 | 94 | 95 | 96 | 97 | 98 | 99 | 100 | 101 | 102 | 103 | 104 | 105 | 106 | 107 | 108 | 109 | 110 | 111 | 112 | 113 | 114 | 115 | 116 | 117 | 118 | 119 | 120 | 121 | 122 | 123 | 124 | 125 | 126 | 127 | 128
[8 empty] | SUPPLY OF 115 KV COMPACT SWITCHGEAR | [62 empty] | 72 | 73 | 75 | 76 | 77 | 78 | 82: Breakdown per Item :
[8 empty] | TRANSMISSION SYSTEM FOR HYDRO-FLOATING SOLAR HYBRID PROJECT VAJIRALONGKORN DAM UNIT 1 | [68 empty] | 82: Schedule :
System :
Job No. | Substation | Delivery Required by EGAT |  |  |  | Material group | Code No. | Item No. | Description | Short Description | Drawing No. / Reference No. | Qty. | Unit | Currency | Supply of Equipment |  |  |  | Supply of Equipment |  | Supply of Equipment |  | Supply of Equipment |  |  |  | Supply of Equipment |  | Supply of Equipment |  | Supply of Equipment |  | Foreign Currency |  | Local Currency |  | Local Transportation |  | Local Transportation, Construction and Installation |  | Purchase Price Offered for Dismantled Equipment |  | Plant |  | UOM | [25 empty] | Irrelevant | Incoterm | Account Assignment | Cost Object | Fund Center |  | 105: CFR Thai Port; 107: CIF Thai Port; 109: DDP EGAT 's Store; 111: Local Transportation; 113: Custom Clearance; 115: DDP EGAT 's Store; 117: Ex-works Price; 119: Local Transportation; 121: Foreign Currency; 123: Local Currency; 125: Local Transportation to EGAT 's Store; 127: Local Transportation, Construction and Installation | Long Description | Short Description
|  | (with in months after receipt of the notification of award) | [12 empty] | Foreign Supply |  |  |  | Foreign Supply |  | Foreign Supply |  | Foreign Supply | [5 empty] | Local Supply |  | Local Supply | [16 empty] | Preference | % Import Duty | Preference | CFR Price | CIF Price | Foreign Currency | Ex-works Price | Local Currency | Local Transportation | Local Transportation, | Marine Insurance Price | Customs Clearance | Import Duty Price | VAT for Imported Equipment | VAT for Import Duty | VAT for | VAT for Ex-works Price | VAT for | VAT for | VAT for Transportation, Construction and Installation | Foreign | Local | Evaluation Price | [6 empty] | 115: ( excluding VAT ); 117: ( excluding VAT )
[5 empty] | Completion Date | [9 empty] | FOB Vessel | Cost of | CFR Thai Port |  | CIF Thai Port |  | DDP EGAT 's Store |  | Local Transportation |  | Custom Clearance |  | DDP EGAT 's Store |  | Ex-works Price |  | Local Transportation | [12 empty] | Breakdown tab |  | Proposed Price | Evaluation Price | Status | [7 empty] | to EGAT 's Store | Construction and | [5 empty] | Foreign Currency |  | Local Currency | Local Transportation |  | Price Adjustment | Price Adjustment | [7 empty] | 104: Incoterm; 105: CFR; 107: CIF; 109: DDP; 111: ZTF; 113: ZCC; 115: DDP; 117: EXW; 119: ZTL; 125: ZTT; 127: ZCN
|  | CFR Thai Port | DDP or EGAT's Store | Ex-works | [11 empty] | Transportation | [10 empty] | ( excluding VAT ) |  | ( excluding VAT ) |  | ( excluding VAT ) |  |  |  | ( excluding VAT ) |  | ( excluding VAT ) |  | ( excluding VAT ) |  | ( including VAT ) | [15 empty] | Installation | [%Insure(110%(CFR))] | [%Custom(CIF)] | [%Import Duty(CIF)] | [ %VAT(CFR/CIF) ] | [ %VAT( Import Duty) ] | [ %VAT(Foreign Currency) ] | [ %VAT(Ex-works Price) ] | [ %VAT(Local Currency) ] | to EGAT 's Store | [10 empty] | 104: Material group; 111: SV-TRN-MT; 113: SV-CTM; 119: SV-TRN-MT; 125: SV-TRN-MT; 127: SV-CVL
[16 empty] | to Thai Port | [6 empty] | Baht |  | Baht |  | Baht |  | Baht |  | Baht |  |  |  | Baht |  | Baht |  | Baht |  | Baht |  |  |  |  | Baht | Baht |  |  | Baht | Baht | Baht | Baht | Baht | Baht | Baht | Baht | Baht | Baht | Baht | Baht | Baht | Baht | Baht | Baht | Baht | Baht | Baht | Baht | Baht
|  | (month) | (month) | (month) | (month) | [9 empty] | Unit Price | Unit Price | Unit Price | Amount | Unit Price | Amount | Unit Price | Amount | Unit Price | Amount | Unit Price | Amount | Unit Price | Amount | Unit Price | Amount | Unit Price | Amount | Unit Price | Amount | Unit Price | Amount | Unit Price | Amount | Unit Price | Amount | Unit Price | Amount | [5 empty] | (Y/N) | (IPDTY) | (PRF) | (CFR) | (CIF) | (FC) | (EW) | (LC) | (LT) | (TCI) | (MI) | (CC) | ( IDP) | (VATIE) | (VATID) | (VATFC) | (VATEW) | (VATLC) | (VATLT) | (VATTCI) | (FPA) | (LPA) | (EVAPR)
0 | 0 |  |  |  | 0 | [11 empty] | 0 | 0 |  | 0 |  | 0 | [5 empty] | 0 |  | 0 |  | 0 |  | 0 |  | 0 |  | 0 |  | 0 |  | 0 |  |  | 0 | 0 | 0 |  |  | 0 | 0 | 0 | 0 | 0 | 0 | 0 | 0 | 0 | 0 | 0 | 0 | 0 | 0 | 0 | 0 | 0 | 0 | 0 | 0 | 0
0 | 0 |  |  |  | 0 | [11 empty] | 0 | 0 |  | 0 |  | 0 | [5 empty] | 0 |  | 0 |  | 0 |  | 0 |  | 0 |  | 0 |  | 0 |  | 0 |  |  | 0 | 0 | 0 |  |  | 0 | 0 | 0 | 0 | 0 | 0 | 0 | 0 | 0 | 0 | 0 | 0 | 0 | 0 | 0 | 0 | 0 | 0 | 0 | 0 | 0
0 | 0 |  |  |  | 0 | [11 empty] | 0 | 0 |  | 0 |  | 0 | [5 empty] | 0 |  | 0 |  | 0 |  | 0 |  | 0 |  | 0 |  | 0 |  | 0 |  |  | 0 | 0 | 0 |  |  | 0 | 0 | 0 | 0 | 0 | 0 | 0 | 0 | 0 | 0 | 0 | 0 | 0 | 0 | 0 | 0 | 0 | 0 | 0 | 0 | 0
0 | 0 |  |  |  | 0 | [11 empty] | 0 | 0 |  | 0 |  | 0 | [5 empty] | 0 |  | 0 |  | 0 |  | 0 |  | 0 |  | 0 |  | 0 |  | 0 |  |  | 0 | 0 | 0 |  |  | 0 | 0 | 0 | 0 | 0 | 0 | 0 | 0 | 0 | 0 | 0 | 0 | 0 | 0 | 0 | 0 | 0 | 0 | 0 | 0 | 0
0 | 0 |  |  |  | 0 | [11 empty] | 0 | 0 |  | 0 |  | 0 | [5 empty] | 0 |  | 0 |  | 0 |  | 0 |  | 0 |  | 0 |  | 0 |  | 0 |  |  | 0 | 0 | 0 |  |  | 0 | 0 | 0 | 0 | 0 | 0 | 0 | 0 | 0 | 0 | 0 | 0 | 0 | 0 | 0 | 0 | 0 | 0 | 0 | 0 | 0
0 | 0 |  |  |  | 0 | [11 empty] | 0 | 0 |  | 0 |  | 0 | [5 empty] | 0 |  | 0 |  | 0 |  | 0 |  | 0 |  | 0 |  | 0 |  | 0 |  |  | 0 | 0 | 0 |  |  | 0 | 0 | 0 | 0 | 0 | 0 | 0 | 0 | 0 | 0 | 0 | 0 | 0 | 0 | 0 | 0 | 0 | 0 | 0 | 0 | 0
0 | 0 |  |  |  | 0 | [11 empty] | 0 | 0 |  | 0 |  | 0 | [5 empty] | 0 |  | 0 |  | 0 |  | 0 |  | 0 |  | 0 |  | 0 |  | 0 |  |  | 0 | 0 | 0 |  |  | 0 | 0 | 0 | 0 | 0 | 0 | 0 | 0 | 0 | 0 | 0 | 0 | 0 | 0 | 0 | 0 | 0 | 0 | 0 | 0 | 0
0 | 0 |  |  |  | 0 | [11 empty] | 0 | 0 |  | 0 |  | 0 | [5 empty] | 0 |  | 0 |  | 0 |  | 0 |  | 0 |  | 0 |  | 0 |  | 0 |  |  | 0 | 0 | 0 |  |  | 0 | 0 | 0 | 0 | 0 | 0 | 0 | 0 | 0 | 0 | 0 | 0 | 0 | 0 | 0 | 0 | 0 | 0 | 0 | 0 | 0
0 | 0 |  |  |  | 0 | [11 empty] | 0 | 0 |  | 0 |  | 0 | [5 empty] | 0 |  | 0 |  | 0 |  | 0 |  | 0 |  | 0 |  | 0 |  | 0 |  |  | 0 | 0 | 0 |  |  | 0 | 0 | 0 | 0 | 0 | 0 | 0 | 0 | 0 | 0 | 0 | 0 | 0 | 0 | 0 | 0 | 0 | 0 | 0 | 0 | 0
0 | 0 |  |  |  | 0 | [11 empty] | 0 | 0 |  | 0 |  | 0 | [5 empty] | 0 |  | 0 |  | 0 |  | 0 |  | 0 |  | 0 |  | 0 |  | 0 |  |  | 0 | 0 | 0 |  |  | 0 | 0 | 0 | 0 | 0 | 0 | 0 | 0 | 0 | 0 | 0 | 0 | 0 | 0 | 0 | 0 | 0 | 0 | 0 | 0 | 0
0 | 0 |  |  |  | 0 | [11 empty] | 0 | 0 |  | 0 |  | 0 | [5 empty] | 0 |  | 0 |  | 0 |  | 0 |  | 0 |  | 0 |  | 0 |  | 0 |  |  | 0 | 0 | 0 |  |  | 0 | 0 | 0 | 0 | 0 | 0 | 0 | 0 | 0 | 0 | 0 | 0 | 0 | 0 | 0 | 0 | 0 | 0 | 0 | 0 | 0
0 | 0 |  |  |  | 0 | [11 empty] | 0 | 0 |  | 0 |  | 0 | [5 empty] | 0 |  | 0 |  | 0 |  | 0 |  | 0 |  | 0 |  | 0 |  | 0 |  |  | 0 | 0 | 0 |  |  | 0 | 0 | 0 | 0 | 0 | 0 | 0 | 0 | 0 | 0 | 0 | 0 | 0 | 0 | 0 | 0 | 0 | 0 | 0 | 0 | 0
0 | 0 |  |  |  | 0 | [11 empty] | 0 | 0 |  | 0 |  | 0 | [5 empty] | 0 |  | 0 |  | 0 |  | 0 |  | 0 |  | 0 |  | 0 |  | 0 |  |  | 0 | 0 | 0 |  |  | 0 | 0 | 0 | 0 | 0 | 0 | 0 | 0 | 0 | 0 | 0 | 0 | 0 | 0 | 0 | 0 | 0 | 0 | 0 | 0 | 0
0 | 0 |  |  |  | 0 | [11 empty] | 0 | 0 |  | 0 |  | 0 | [5 empty] | 0 |  | 0 |  | 0 |  | 0 |  | 0 |  | 0 |  | 0 |  | 0 |  |  | 0 | 0 | 0 |  |  | 0 | 0 | 0 | 0 | 0 | 0 | 0 | 0 | 0 | 0 | 0 | 0 | 0 | 0 | 0 | 0 | 0 | 0 | 0 | 0 | 0
0 | 0 |  |  |  | 0 | [11 empty] | 0 | 0 |  | 0 |  | 0 | [5 empty] | 0 |  | 0 |  | 0 |  | 0 |  | 0 |  | 0 |  | 0 |  | 0 |  |  | 0 | 0 | 0 |  |  | 0 | 0 | 0 | 0 | 0 | 0 | 0 | 0 | 0 | 0 | 0 | 0 | 0 | 0 | 0 | 0 | 0 | 0 | 0 | 0 | 0
0 | 0 |  |  |  | 0 | [11 empty] | 0 | 0 |  | 0 |  | 0 | [5 empty] | 0 |  | 0 |  | 0 |  | 0 |  | 0 |  | 0 |  | 0 |  | 0 |  |  | 0 | 0 | 0 |  |  | 0 | 0 | 0 | 0 | 0 | 0 | 0 | 0 | 0 | 0 | 0 | 0 | 0 | 0 | 0 | 0 | 0 | 0 | 0 | 0 | 0
0 | 0 |  |  |  | 0 | [11 empty] | 0 | 0 |  | 0 |  | 0 | [5 empty] | 0 |  | 0 |  | 0 |  | 0 |  | 0 |  | 0 |  | 0 |  | 0 |  |  | 0 | 0 | 0 |  |  | 0 | 0 | 0 | 0 | 0 | 0 | 0 | 0 | 0 | 0 | 0 | 0 | 0 | 0 | 0 | 0 | 0 | 0 | 0 | 0 | 0
0 | 0 |  |  |  | 0 | [11 empty] | 0 | 0 |  | 0 |  | 0 | [5 empty] | 0 |  | 0 |  | 0 |  | 0 |  | 0 |  | 0 |  | 0 |  | 0 |  |  | 0 | 0 | 0 |  |  | 0 | 0 | 0 | 0 | 0 | 0 | 0 | 0 | 0 | 0 | 0 | 0 | 0 | 0 | 0 | 0 | 0 | 0 | 0 | 0 | 0
0 | 0 |  |  |  | 0 | [11 empty] | 0 | 0 |  | 0 |  | 0 | [5 empty] | 0 |  | 0 |  | 0 |  | 0 |  | 0 |  | 0 |  | 0 |  | 0 |  |  | 0 | 0 | 0 |  |  | 0 | 0 | 0 | 0 | 0 | 0 | 0 | 0 | 0 | 0 | 0 | 0 | 0 | 0 | 0 | 0 | 0 | 0 | 0 | 0 | 0
0 | 0 |  |  |  | 0 | [11 empty] | 0 | 0 |  | 0 |  | 0 | [5 empty] | 0 |  | 0 |  | 0 |  | 0 |  | 0 |  | 0 |  | 0 |  | 0 |  |  | 0 | 0 | 0 |  |  | 0 | 0 | 0 | 0 | 0 | 0 | 0 | 0 | 0 | 0 | 0 | 0 | 0 | 0 | 0 | 0 | 0 | 0 | 0 | 0 | 0
0 | 0 |  |  |  | 0 | [11 empty] | 0 | 0 |  | 0 |  | 0 | [5 empty] | 0 |  | 0 |  | 0 |  | 0 |  | 0 |  | 0 |  | 0 |  | 0 |  |  | 0 | 0 | 0 |  |  | 0 | 0 | 0 | 0 | 0 | 0 | 0 | 0 | 0 | 0 | 0 | 0 | 0 | 0 | 0 | 0 | 0 | 0 | 0 | 0 | 0
0 | 0 |  |  |  | 0 | [11 empty] | 0 | 0 |  | 0 |  | 0 | [5 empty] | 0 |  | 0 |  | 0 |  | 0 |  | 0 |  | 0 |  | 0 |  | 0 |  |  | 0 | 0 | 0 |  |  | 0 | 0 | 0 | 0 | 0 | 0 | 0 | 0 | 0 | 0 | 0 | 0 | 0 | 0 | 0 | 0 | 0 | 0 | 0 | 0 | 0
0 | 0 |  |  |  | 0 | [11 empty] | 0 | 0 |  | 0 |  | 0 | [5 empty] | 0 |  | 0 |  | 0 |  | 0 |  | 0 |  | 0 |  | 0 |  | 0 |  |  | 0 | 0 | 0 |  |  | 0 | 0 | 0 | 0 | 0 | 0 | 0 | 0 | 0 | 0 | 0 | 0 | 0 | 0 | 0 | 0 | 0 | 0 | 0 | 0 | 0
0 | 0 |  |  |  | 0 | [11 empty] | 0 | 0 |  | 0 |  | 0 | [5 empty] | 0 |  | 0 |  | 0 |  | 0 |  | 0 |  | 0 |  | 0 |  | 0 |  |  | 0 | 0 | 0 |  |  | 0 | 0 | 0 | 0 | 0 | 0 | 0 | 0 | 0 | 0 | 0 | 0 | 0 | 0 | 0 | 0 | 0 | 0 | 0 | 0 | 0
0 | 0 |  |  |  | 0 | [11 empty] | 0 | 0 |  | 0 |  | 0 | [5 empty] | 0 |  | 0 |  | 0 |  | 0 |  | 0 |  | 0 |  | 0 |  | 0 |  |  | 0 | 0 | 0 |  |  | 0 | 0 | 0 | 0 | 0 | 0 | 0 | 0 | 0 | 0 | 0 | 0 | 0 | 0 | 0 | 0 | 0 | 0 | 0 | 0 | 0
0 | 0 |  |  |  | 0 | [11 empty] | 0 | 0 |  | 0 |  | 0 | [5 empty] | 0 |  | 0 |  | 0 |  | 0 |  | 0 |  | 0 |  | 0 |  | 0 |  |  | 0 | 0 | 0 |  |  | 0 | 0 | 0 | 0 | 0 | 0 | 0 | 0 | 0 | 0 | 0 | 0 | 0 | 0 | 0 | 0 | 0 | 0 | 0 | 0 | 0
0 | 0 |  |  |  | 0 | [11 empty] | 0 | 0 |  | 0 |  | 0 | [5 empty] | 0 |  | 0 |  | 0 |  | 0 |  | 0 |  | 0 |  | 0 |  | 0 |  |  | 0 | 0 | 0 |  |  | 0 | 0 | 0 | 0 | 0 | 0 | 0 | 0 | 0 | 0 | 0 | 0 | 0 | 0 | 0 | 0 | 0 | 0 | 0 | 0 | 0
0 | 0 |  |  |  | 0 | [11 empty] | 0 | 0 |  | 0 |  | 0 | [5 empty] | 0 |  | 0 |  | 0 |  | 0 |  | 0 |  | 0 |  | 0 |  | 0 |  |  | 0 | 0 | 0 |  |  | 0 | 0 | 0 | 0 | 0 | 0 | 0 | 0 | 0 | 0 | 0 | 0 | 0 | 0 | 0 | 0 | 0 | 0 | 0 | 0 | 0
0 | 0 |  |  |  | 0 | [11 empty] | 0 | 0 |  | 0 |  | 0 | [5 empty] | 0 |  | 0 |  | 0 |  | 0 |  | 0 |  | 0 |  | 0 |  | 0 |  |  | 0 | 0 | 0 |  |  | 0 | 0 | 0 | 0 | 0 | 0 | 0 | 0 | 0 | 0 | 0 | 0 | 0 | 0 | 0 | 0 | 0 | 0 | 0 | 0 | 0
0 | 0 |  |  |  | 0 | [11 empty] | 0 | 0 |  | 0 |  | 0 | [5 empty] | 0 |  | 0 |  | 0 |  | 0 |  | 0 |  | 0 |  | 0 |  | 0 |  |  | 0 | 0 | 0 |  |  | 0 | 0 | 0 | 0 | 0 | 0 | 0 | 0 | 0 | 0 | 0 | 0 | 0 | 0 | 0 | 0 | 0 | 0 | 0 | 0 | 0
0 | 0 |  |  |  | 0 | [11 empty] | 0 | 0 |  | 0 |  | 0 | [5 empty] | 0 |  | 0 |  | 0 |  | 0 |  | 0 |  | 0 |  | 0 |  | 0 |  |  | 0 | 0 | 0 |  |  | 0 | 0 | 0 | 0 | 0 | 0 | 0 | 0 | 0 | 0 | 0 | 0 | 0 | 0 | 0 | 0 | 0 | 0 | 0 | 0 | 0
0 | 0 |  |  |  | 0 | [11 empty] | 0 | 0 |  | 0 |  | 0 | [5 empty] | 0 |  | 0 |  | 0 |  | 0 |  | 0 |  | 0 |  | 0 |  | 0 |  |  | 0 | 0 | 0 |  |  | 0 | 0 | 0 | 0 | 0 | 0 | 0 | 0 | 0 | 0 | 0 | 0 | 0 | 0 | 0 | 0 | 0 | 0 | 0 | 0 | 0
0 | 0 |  |  |  | 0 | [11 empty] | 0 | 0 |  | 0 |  | 0 | [5 empty] | 0 |  | 0 |  | 0 |  | 0 |  | 0 |  | 0 |  | 0 |  | 0 |  |  | 0 | 0 | 0 |  |  | 0 | 0 | 0 | 0 | 0 | 0 | 0 | 0 | 0 | 0 | 0 | 0 | 0 | 0 | 0 | 0 | 0 | 0 | 0 | 0 | 0
0 | 0 |  |  |  | 0 | [11 empty] | 0 | 0 |  | 0 |  | 0 | [5 empty] | 0 |  | 0 |  | 0 |  | 0 |  | 0 |  | 0 |  | 0 |  | 0 |  |  | 0 | 0 | 0 |  |  | 0 | 0 | 0 | 0 | 0 | 0 | 0 | 0 | 0 | 0 | 0 | 0 | 0 | 0 | 0 | 0 | 0 | 0 | 0 | 0 | 0
0 | 0 |  |  |  | 0 | [11 empty] | 0 | 0 |  | 0 |  | 0 | [5 empty] | 0 |  | 0 |  | 0 |  | 0 |  | 0 |  | 0 |  | 0 |  | 0 |  |  | 0 | 0 | 0 |  |  | 0 | 0 | 0 | 0 | 0 | 0 | 0 | 0 | 0 | 0 | 0 | 0 | 0 | 0 | 0 | 0 | 0 | 0 | 0 | 0 | 0
0 | 0 |  |  |  | 0 | [11 empty] | 0 | 0 |  | 0 |  | 0 | [5 empty] | 0 |  | 0 |  | 0 |  | 0 |  | 0 |  | 0 |  | 0 |  | 0 |  |  | 0 | 0 | 0 |  |  | 0 | 0 | 0 | 0 | 0 | 0 | 0 | 0 | 0 | 0 | 0 | 0 | 0 | 0 | 0 | 0 | 0 | 0 | 0 | 0 | 0
0 | 0 |  |  |  | 0 | [11 empty] | 0 | 0 |  | 0 |  | 0 | [5 empty] | 0 |  | 0 |  | 0 |  | 0 |  | 0 |  | 0 |  | 0 |  | 0 |  |  | 0 | 0 | 0 |  |  | 0 | 0 | 0 | 0 | 0 | 0 | 0 | 0 | 0 | 0 | 0 | 0 | 0 | 0 | 0 | 0 | 0 | 0 | 0 | 0 | 0
0 | 0 |  |  |  | 0 | [11 empty] | 0 | 0 |  | 0 |  | 0 | [5 empty] | 0 |  | 0 |  | 0 |  | 0 |  | 0 |  | 0 |  | 0 |  | 0 |  |  | 0 | 0 | 0 |  |  | 0 | 0 | 0 | 0 | 0 | 0 | 0 | 0 | 0 | 0 | 0 | 0 | 0 | 0 | 0 | 0 | 0 | 0 | 0 | 0 | 0
0 | 0 |  |  |  | 0 | [11 empty] | 0 | 0 |  | 0 |  | 0 | [5 empty] | 0 |  | 0 |  | 0 |  | 0 |  | 0 |  | 0 |  | 0 |  | 0 |  |  | 0 | 0 | 0 |  |  | 0 | 0 | 0 | 0 | 0 | 0 | 0 | 0 | 0 | 0 | 0 | 0 | 0 | 0 | 0 | 0 | 0 | 0 | 0 | 0 | 0
0 | 0 |  |  |  | 0 | [11 empty] | 0 | 0 |  | 0 |  | 0 | [5 empty] | 0 |  | 0 |  | 0 |  | 0 |  | 0 |  | 0 |  | 0 |  | 0 |  |  | 0 | 0 | 0 |  |  | 0 | 0 | 0 | 0 | 0 | 0 | 0 | 0 | 0 | 0 | 0 | 0 | 0 | 0 | 0 | 0 | 0 | 0 | 0 | 0 | 0
0 | 0 |  |  |  | 0 | [11 empty] | 0 | 0 |  | 0 |  | 0 | [5 empty] | 0 |  | 0 |  | 0 |  | 0 |  | 0 |  | 0 |  | 0 |  | 0 |  |  | 0 | 0 | 0 |  |  | 0 | 0 | 0 | 0 | 0 | 0 | 0 | 0 | 0 | 0 | 0 | 0 | 0 | 0 | 0 | 0 | 0 | 0 | 0 | 0 | 0
0 | 0 |  |  |  | 0 | [11 empty] | 0 | 0 |  | 0 |  | 0 | [5 empty] | 0 |  | 0 |  | 0 |  | 0 |  | 0 |  | 0 |  | 0 |  | 0 |  |  | 0 | 0 | 0 |  |  | 0 | 0 | 0 | 0 | 0 | 0 | 0 | 0 | 0 | 0 | 0 | 0 | 0 | 0 | 0 | 0 | 0 | 0 | 0 | 0 | 0
0 | 0 |  |  |  | 0 | [11 empty] | 0 | 0 |  | 0 |  | 0 | [5 empty] | 0 |  | 0 |  | 0 |  | 0 |  | 0 |  | 0 |  | 0 |  | 0 |  |  | 0 | 0 | 0 |  |  | 0 | 0 | 0 | 0 | 0 | 0 | 0 | 0 | 0 | 0 | 0 | 0 | 0 | 0 | 0 | 0 | 0 | 0 | 0 | 0 | 0
0 | 0 |  |  |  | 0 | [11 empty] | 0 | 0 |  | 0 |  | 0 | [5 empty] | 0 |  | 0 |  | 0 |  | 0 |  | 0 |  | 0 |  | 0 |  | 0 |  |  | 0 | 0 | 0 |  |  | 0 | 0 | 0 | 0 | 0 | 0 | 0 | 0 | 0 | 0 | 0 | 0 | 0 | 0 | 0 | 0 | 0 | 0 | 0 | 0 | 0
0 | 0 |  |  |  | 0 | [11 empty] | 0 | 0 |  | 0 |  | 0 | [5 empty] | 0 |  | 0 |  | 0 |  | 0 |  | 0 |  | 0 |  | 0 |  | 0 |  |  | 0 | 0 | 0 |  |  | 0 | 0 | 0 | 0 | 0 | 0 | 0 | 0 | 0 | 0 | 0 | 0 | 0 | 0 | 0 | 0 | 0 | 0 | 0 | 0 | 0
0 | 0 |  |  |  | 0 | [11 empty] | 0 | 0 |  | 0 |  | 0 | [5 empty] | 0 |  | 0 |  | 0 |  | 0 |  | 0 |  | 0 |  | 0 |  | 0 |  |  | 0 | 0 | 0 |  |  | 0 | 0 | 0 | 0 | 0 | 0 | 0 | 0 | 0 | 0 | 0 | 0 | 0 | 0 | 0 | 0 | 0 | 0 | 0 | 0 | 0
0 | 0 |  |  |  | 0 | [11 empty] | 0 | 0 |  | 0 |  | 0 | [5 empty] | 0 |  | 0 |  | 0 |  | 0 |  | 0 |  | 0 |  | 0 |  | 0 |  |  | 0 | 0 | 0 |  |  | 0 | 0 | 0 | 0 | 0 | 0 | 0 | 0 | 0 | 0 | 0 | 0 | 0 | 0 | 0 | 0 | 0 | 0 | 0 | 0 | 0
0 | 0 |  |  |  | 0 | [11 empty] | 0 | 0 |  | 0 |  | 0 | [5 empty] | 0 |  | 0 |  | 0 |  | 0 |  | 0 |  | 0 |  | 0 |  | 0 |  |  | 0 | 0 | 0 |  |  | 0 | 0 | 0 | 0 | 0 | 0 | 0 | 0 | 0 | 0 | 0 | 0 | 0 | 0 | 0 | 0 | 0 | 0 | 0 | 0 | 0
0 | 0 |  |  |  | 0 | [11 empty] | 0 | 0 |  | 0 |  | 0 | [5 empty] | 0 |  | 0 |  | 0 |  | 0 |  | 0 |  | 0 |  | 0 |  | 0 |  |  | 0 | 0 | 0 |  |  | 0 | 0 | 0 | 0 | 0 | 0 | 0 | 0 | 0 | 0 | 0 | 0 | 0 | 0 | 0 | 0 | 0 | 0 | 0 | 0 | 0
0 | 0 |  |  |  | 0 | [11 empty] | 0 | 0 |  | 0 |  | 0 | [5 empty] | 0 |  | 0 |  | 0 |  | 0 |  | 0 |  | 0 |  | 0 |  | 0 |  |  | 0 | 0 | 0 |  |  | 0 | 0 | 0 | 0 | 0 | 0 | 0 | 0 | 0 | 0 | 0 | 0 | 0 | 0 | 0 | 0 | 0 | 0 | 0 | 0 | 0
0 | 0 |  |  |  | 0 | [11 empty] | 0 | 0 |  | 0 |  | 0 | [5 empty] | 0 |  | 0 |  | 0 |  | 0 |  | 0 |  | 0 |  | 0 |  | 0 |  |  | 0 | 0 | 0 |  |  | 0 | 0 | 0 | 0 | 0 | 0 | 0 | 0 | 0 | 0 | 0 | 0 | 0 | 0 | 0 | 0 | 0 | 0 | 0 | 0 | 0
0 | 0 |  |  |  | 0 | [11 empty] | 0 | 0 |  | 0 |  | 0 | [5 empty] | 0 |  | 0 |  | 0 |  | 0 |  | 0 |  | 0 |  | 0 |  | 0 |  |  | 0 | 0 | 0 |  |  | 0 | 0 | 0 | 0 | 0 | 0 | 0 | 0 | 0 | 0 | 0 | 0 | 0 | 0 | 0 | 0 | 0 | 0 | 0 | 0 | 0
0 | 0 |  |  |  | 0 | [11 empty] | 0 | 0 |  | 0 |  | 0 | [5 empty] | 0 |  | 0 |  | 0 |  | 0 |  | 0 |  | 0 |  | 0 |  | 0 |  |  | 0 | 0 | 0 |  |  | 0 | 0 | 0 | 0 | 0 | 0 | 0 | 0 | 0 | 0 | 0 | 0 | 0 | 0 | 0 | 0 | 0 | 0 | 0 | 0 | 0
0 | 0 |  |  |  | 0 | [11 empty] | 0 | 0 |  | 0 |  | 0 | [5 empty] | 0 |  | 0 |  | 0 |  | 0 |  | 0 |  | 0 |  | 0 |  | 0 |  |  | 0 | 0 | 0 |  |  | 0 | 0 | 0 | 0 | 0 | 0 | 0 | 0 | 0 | 0 | 0 | 0 | 0 | 0 | 0 | 0 | 0 | 0 | 0 | 0 | 0
0 | 0 |  |  |  | 0 | [11 empty] | 0 | 0 |  | 0 |  | 0 | [5 empty] | 0 |  | 0 |  | 0 |  | 0 |  | 0 |  | 0 |  | 0 |  | 0 |  |  | 0 | 0 | 0 |  |  | 0 | 0 | 0 | 0 | 0 | 0 | 0 | 0 | 0 | 0 | 0 | 0 | 0 | 0 | 0 | 0 | 0 | 0 | 0 | 0 | 0
0 | 0 |  |  |  | 0 | [11 empty] | 0 | 0 |  | 0 |  | 0 | [5 empty] | 0 |  | 0 |  | 0 |  | 0 |  | 0 |  | 0 |  | 0 |  | 0 |  |  | 0 | 0 | 0 |  |  | 0 | 0 | 0 | 0 | 0 | 0 | 0 | 0 | 0 | 0 | 0 | 0 | 0 | 0 | 0 | 0 | 0 | 0 | 0 | 0 | 0
0 | 0 |  |  |  | 0 | [11 empty] | 0 | 0 |  | 0 |  | 0 | [5 empty] | 0 |  | 0 |  | 0 |  | 0 |  | 0 |  | 0 |  | 0 |  | 0 |  |  | 0 | 0 | 0 |  |  | 0 | 0 | 0 | 0 | 0 | 0 | 0 | 0 | 0 | 0 | 0 | 0 | 0 | 0 | 0 | 0 | 0 | 0 | 0 | 0 | 0
0 | 0 |  |  |  | 0 | [11 empty] | 0 | 0 |  | 0 |  | 0 | [5 empty] | 0 |  | 0 |  | 0 |  | 0 |  | 0 |  | 0 |  | 0 |  | 0 |  |  | 0 | 0 | 0 |  |  | 0 | 0 | 0 | 0 | 0 | 0 | 0 | 0 | 0 | 0 | 0 | 0 | 0 | 0 | 0 | 0 | 0 | 0 | 0 | 0 | 0
0 | 0 |  |  |  | 0 | [11 empty] | 0 | 0 |  | 0 |  | 0 | [5 empty] | 0 |  | 0 |  | 0 |  | 0 |  | 0 |  | 0 |  | 0 |  | 0 |  |  | 0 | 0 | 0 |  |  | 0 | 0 | 0 | 0 | 0 | 0 | 0 | 0 | 0 | 0 | 0 | 0 | 0 | 0 | 0 | 0 | 0 | 0 | 0 | 0 | 0
0 | 0 |  |  |  | 0 | [11 empty] | 0 | 0 |  | 0 |  | 0 | [5 empty] | 0 |  | 0 |  | 0 |  | 0 |  | 0 |  | 0 |  | 0 |  | 0 |  |  | 0 | 0 | 0 |  |  | 0 | 0 | 0 | 0 | 0 | 0 | 0 | 0 | 0 | 0 | 0 | 0 | 0 | 0 | 0 | 0 | 0 | 0 | 0 | 0 | 0
0 | 0 |  |  |  | 0 | [11 empty] | 0 | 0 |  | 0 |  | 0 | [5 empty] | 0 |  | 0 |  | 0 |  | 0 |  | 0 |  | 0 |  | 0 |  | 0 |  |  | 0 | 0 | 0 |  |  | 0 | 0 | 0 | 0 | 0 | 0 | 0 | 0 | 0 | 0 | 0 | 0 | 0 | 0 | 0 | 0 | 0 | 0 | 0 | 0 | 0
0 | 0 |  |  |  | 0 | [11 empty] | 0 | 0 |  | 0 |  | 0 | [5 empty] | 0 |  | 0 |  | 0 |  | 0 |  | 0 |  | 0 |  | 0 |  | 0 |  |  | 0 | 0 | 0 |  |  | 0 | 0 | 0 | 0 | 0 | 0 | 0 | 0 | 0 | 0 | 0 | 0 | 0 | 0 | 0 | 0 | 0 | 0 | 0 | 0 | 0
0 | 0 |  |  |  | 0 | [11 empty] | 0 | 0 |  | 0 |  | 0 | [5 empty] | 0 |  | 0 |  | 0 |  | 0 |  | 0 |  | 0 |  | 0 |  | 0 |  |  | 0 | 0 | 0 |  |  | 0 | 0 | 0 | 0 | 0 | 0 | 0 | 0 | 0 | 0 | 0 | 0 | 0 | 0 | 0 | 0 | 0 | 0 | 0 | 0 | 0
0 | 0 |  |  |  | 0 | [11 empty] | 0 | 0 |  | 0 |  | 0 | [5 empty] | 0 |  | 0 |  | 0 |  | 0 |  | 0 |  | 0 |  | 0 |  | 0 |  |  | 0 | 0 | 0 |  |  | 0 | 0 | 0 | 0 | 0 | 0 | 0 | 0 | 0 | 0 | 0 | 0 | 0 | 0 | 0 | 0 | 0 | 0 | 0 | 0 | 0
0 | 0 |  |  |  | 0 | [11 empty] | 0 | 0 |  | 0 |  | 0 | [5 empty] | 0 |  | 0 |  | 0 |  | 0 |  | 0 |  | 0 |  | 0 |  | 0 |  |  | 0 | 0 | 0 |  |  | 0 | 0 | 0 | 0 | 0 | 0 | 0 | 0 | 0 | 0 | 0 | 0 | 0 | 0 | 0 | 0 | 0 | 0 | 0 | 0 | 0
0 | 0 |  |  |  | 0 | [11 empty] | 0 | 0 |  | 0 |  | 0 | [5 empty] | 0 |  | 0 |  | 0 |  | 0 |  | 0 |  | 0 |  | 0 |  | 0 |  |  | 0 | 0 | 0 |  |  | 0 | 0 | 0 | 0 | 0 | 0 | 0 | 0 | 0 | 0 | 0 | 0 | 0 | 0 | 0 | 0 | 0 | 0 | 0 | 0 | 0
0 | 0 |  |  |  | 0 | [11 empty] | 0 | 0 |  | 0 |  | 0 | [5 empty] | 0 |  | 0 |  | 0 |  | 0 |  | 0 |  | 0 |  | 0 |  | 0 |  |  | 0 | 0 | 0 |  |  | 0 | 0 | 0 | 0 | 0 | 0 | 0 | 0 | 0 | 0 | 0 | 0 | 0 | 0 | 0 | 0 | 0 | 0 | 0 | 0 | 0
0 | 0 |  |  |  | 0 | [11 empty] | 0 | 0 |  | 0 |  | 0 | [5 empty] | 0 |  | 0 |  | 0 |  | 0 |  | 0 |  | 0 |  | 0 |  | 0 |  |  | 0 | 0 | 0 |  |  | 0 | 0 | 0 | 0 | 0 | 0 | 0 | 0 | 0 | 0 | 0 | 0 | 0 | 0 | 0 | 0 | 0 | 0 | 0 | 0 | 0
0 | 0 |  |  |  | 0 | [11 empty] | 0 | 0 |  | 0 |  | 0 | [5 empty] | 0 |  | 0 |  | 0 |  | 0 |  | 0 |  | 0 |  | 0 |  | 0 |  |  | 0 | 0 | 0 |  |  | 0 | 0 | 0 | 0 | 0 | 0 | 0 | 0 | 0 | 0 | 0 | 0 | 0 | 0 | 0 | 0 | 0 | 0 | 0 | 0 | 0
0 | 0 |  |  |  | 0 | [11 empty] | 0 | 0 |  | 0 |  | 0 | [5 empty] | 0 |  | 0 |  | 0 |  | 0 |  | 0 |  | 0 |  | 0 |  | 0 |  |  | 0 | 0 | 0 |  |  | 0 | 0 | 0 | 0 | 0 | 0 | 0 | 0 | 0 | 0 | 0 | 0 | 0 | 0 | 0 | 0 | 0 | 0 | 0 | 0 | 0
0 | 0 |  |  |  | 0 | [11 empty] | 0 | 0 |  | 0 |  | 0 | [5 empty] | 0 |  | 0 |  | 0 |  | 0 |  | 0 |  | 0 |  | 0 |  | 0 |  |  | 0 | 0 | 0 |  |  | 0 | 0 | 0 | 0 | 0 | 0 | 0 | 0 | 0 | 0 | 0 | 0 | 0 | 0 | 0 | 0 | 0 | 0 | 0 | 0 | 0
0 | 0 |  |  |  | 0 | [11 empty] | 0 | 0 |  | 0 |  | 0 | [5 empty] | 0 |  | 0 |  | 0 |  | 0 |  | 0 |  | 0 |  | 0 |  | 0 |  |  | 0 | 0 | 0 |  |  | 0 | 0 | 0 | 0 | 0 | 0 | 0 | 0 | 0 | 0 | 0 | 0 | 0 | 0 | 0 | 0 | 0 | 0 | 0 | 0 | 0
0 | 0 |  |  |  | 0 | [11 empty] | 0 | 0 |  | 0 |  | 0 | [5 empty] | 0 |  | 0 |  | 0 |  | 0 |  | 0 |  | 0 |  | 0 |  | 0 |  |  | 0 | 0 | 0 |  |  | 0 | 0 | 0 | 0 | 0 | 0 | 0 | 0 | 0 | 0 | 0 | 0 | 0 | 0 | 0 | 0 | 0 | 0 | 0 | 0 | 0
0 | 0 |  |  |  | 0 | [11 empty] | 0 | 0 |  | 0 |  | 0 | [5 empty] | 0 |  | 0 |  | 0 |  | 0 |  | 0 |  | 0 |  | 0 |  | 0 |  |  | 0 | 0 | 0 |  |  | 0 | 0 | 0 | 0 | 0 | 0 | 0 | 0 | 0 | 0 | 0 | 0 | 0 | 0 | 0 | 0 | 0 | 0 | 0 | 0 | 0
0 | 0 |  |  |  | 0 | [11 empty] | 0 | 0 |  | 0 |  | 0 | [5 empty] | 0 |  | 0 |  | 0 |  | 0 |  | 0 |  | 0 |  | 0 |  | 0 |  |  | 0 | 0 | 0 |  |  | 0 | 0 | 0 | 0 | 0 | 0 | 0 | 0 | 0 | 0 | 0 | 0 | 0 | 0 | 0 | 0 | 0 | 0 | 0 | 0 | 0
0 | 0 |  |  |  | 0 | [11 empty] | 0 | 0 |  | 0 |  | 0 | [5 empty] | 0 |  | 0 |  | 0 |  | 0 |  | 0 |  | 0 |  | 0 |  | 0 |  |  | 0 | 0 | 0 |  |  | 0 | 0 | 0 | 0 | 0 | 0 | 0 | 0 | 0 | 0 | 0 | 0 | 0 | 0 | 0 | 0 | 0 | 0 | 0 | 0 | 0
0 | 0 |  |  |  | 0 | [11 empty] | 0 | 0 |  | 0 |  | 0 | [5 empty] | 0 |  | 0 |  | 0 |  | 0 |  | 0 |  | 0 |  | 0 |  | 0 |  |  | 0 | 0 | 0 |  |  | 0 | 0 | 0 | 0 | 0 | 0 | 0 | 0 | 0 | 0 | 0 | 0 | 0 | 0 | 0 | 0 | 0 | 0 | 0 | 0 | 0
0 | 0 |  |  |  | 0 | [11 empty] | 0 | 0 |  | 0 |  | 0 | [5 empty] | 0 |  | 0 |  | 0 |  | 0 |  | 0 |  | 0 |  | 0 |  | 0 |  |  | 0 | 0 | 0 |  |  | 0 | 0 | 0 | 0 | 0 | 0 | 0 | 0 | 0 | 0 | 0 | 0 | 0 | 0 | 0 | 0 | 0 | 0 | 0 | 0 | 0
0 | 0 |  |  |  | 0 | [11 empty] | 0 | 0 |  | 0 |  | 0 | [5 empty] | 0 |  | 0 |  | 0 |  | 0 |  | 0 |  | 0 |  | 0 |  | 0 |  |  | 0 | 0 | 0 |  |  | 0 | 0 | 0 | 0 | 0 | 0 | 0 | 0 | 0 | 0 | 0 | 0 | 0 | 0 | 0 | 0 | 0 | 0 | 0 | 0 | 0
0 | 0 |  |  |  | 0 | [11 empty] | 0 | 0 |  | 0 |  | 0 | [5 empty] | 0 |  | 0 |  | 0 |  | 0 |  | 0 |  | 0 |  | 0 |  | 0 |  |  | 0 | 0 | 0 |  |  | 0 | 0 | 0 | 0 | 0 | 0 | 0 | 0 | 0 | 0 | 0 | 0 | 0 | 0 | 0 | 0 | 0 | 0 | 0 | 0 | 0
0 | 0 |  |  |  | 0 | [11 empty] | 0 | 0 |  | 0 |  | 0 | [5 empty] | 0 |  | 0 |  | 0 |  | 0 |  | 0 |  | 0 |  | 0 |  | 0 |  |  | 0 | 0 | 0 |  |  | 0 | 0 | 0 | 0 | 0 | 0 | 0 | 0 | 0 | 0 | 0 | 0 | 0 | 0 | 0 | 0 | 0 | 0 | 0 | 0 | 0
0 | 0 |  |  |  | 0 | [11 empty] | 0 | 0 |  | 0 |  | 0 | [5 empty] | 0 |  | 0 |  | 0 |  | 0 |  | 0 |  | 0 |  | 0 |  | 0 |  |  | 0 | 0 | 0 |  |  | 0 | 0 | 0 | 0 | 0 | 0 | 0 | 0 | 0 | 0 | 0 | 0 | 0 | 0 | 0 | 0 | 0 | 0 | 0 | 0 | 0
0 | 0 |  |  |  | 0 | [11 empty] | 0 | 0 |  | 0 |  | 0 | [5 empty] | 0 |  | 0 |  | 0 |  | 0 |  | 0 |  | 0 |  | 0 |  | 0 |  |  | 0 | 0 | 0 |  |  | 0 | 0 | 0 | 0 | 0 | 0 | 0 | 0 | 0 | 0 | 0 | 0 | 0 | 0 | 0 | 0 | 0 | 0 | 0 | 0 | 0
0 | 0 |  |  |  | 0 | [11 empty] | 0 | 0 |  | 0 |  | 0 | [5 empty] | 0 |  | 0 |  | 0 |  | 0 |  | 0 |  | 0 |  | 0 |  | 0 |  |  | 0 | 0 | 0 |  |  | 0 | 0 | 0 | 0 | 0 | 0 | 0 | 0 | 0 | 0 | 0 | 0 | 0 | 0 | 0 | 0 | 0 | 0 | 0 | 0 | 0
0 | 0 |  |  |  | 0 | [11 empty] | 0 | 0 |  | 0 |  | 0 | [5 empty] | 0 |  | 0 |  | 0 |  | 0 |  | 0 |  | 0 |  | 0 |  | 0 |  |  | 0 | 0 | 0 |  |  | 0 | 0 | 0 | 0 | 0 | 0 | 0 | 0 | 0 | 0 | 0 | 0 | 0 | 0 | 0 | 0 | 0 | 0 | 0 | 0 | 0
0 | 0 |  |  |  | 0 | [11 empty] | 0 | 0 |  | 0 |  | 0 | [5 empty] | 0 |  | 0 |  | 0 |  | 0 |  | 0 |  | 0 |  | 0 |  | 0 |  |  | 0 | 0 | 0 |  |  | 0 | 0 | 0 | 0 | 0 | 0 | 0 | 0 | 0 | 0 | 0 | 0 | 0 | 0 | 0 | 0 | 0 | 0 | 0 | 0 | 0
0 | 0 |  |  |  | 0 | [11 empty] | 0 | 0 |  | 0 |  | 0 | [5 empty] | 0 |  | 0 |  | 0 |  | 0 |  | 0 |  | 0 |  | 0 |  | 0 |  |  | 0 | 0 | 0 |  |  | 0 | 0 | 0 | 0 | 0 | 0 | 0 | 0 | 0 | 0 | 0 | 0 | 0 | 0 | 0 | 0 | 0 | 0 | 0 | 0 | 0
0 | 0 |  |  |  | 0 | [11 empty] | 0 | 0 |  | 0 |  | 0 | [5 empty] | 0 |  | 0 |  | 0 |  | 0 |  | 0 |  | 0 |  | 0 |  | 0 |  |  | 0 | 0 | 0 |  |  | 0 | 0 | 0 | 0 | 0 | 0 | 0 | 0 | 0 | 0 | 0 | 0 | 0 | 0 | 0 | 0 | 0 | 0 | 0 | 0 | 0
0 | 0 |  |  |  | 0 | [11 empty] | 0 | 0 |  | 0 |  | 0 | [5 empty] | 0 |  | 0 |  | 0 |  | 0 |  | 0 |  | 0 |  | 0 |  | 0 |  |  | 0 | 0 | 0 |  |  | 0 | 0 | 0 | 0 | 0 | 0 | 0 | 0 | 0 | 0 | 0 | 0 | 0 | 0 | 0 | 0 | 0 | 0 | 0 | 0 | 0
0 | 0 |  |  |  | 0 | [11 empty] | 0 | 0 |  | 0 |  | 0 | [5 empty] | 0 |  | 0 |  | 0 |  | 0 |  | 0 |  | 0 |  | 0 |  | 0 |  |  | 0 | 0 | 0 |  |  | 0 | 0 | 0 | 0 | 0 | 0 | 0 | 0 | 0 | 0 | 0 | 0 | 0 | 0 | 0 | 0 | 0 | 0 | 0 | 0 | 0
0 | 0 |  |  |  | 0 | [11 empty] | 0 | 0 |  | 0 |  | 0 | [5 empty] | 0 |  | 0 |  | 0 |  | 0 |  | 0 |  | 0 |  | 0 |  | 0 |  |  | 0 | 0 | 0 |  |  | 0 | 0 | 0 | 0 | 0 | 0 | 0 | 0 | 0 | 0 | 0 | 0 | 0 | 0 | 0 | 0 | 0 | 0 | 0 | 0 | 0
0 | 0 |  |  |  | 0 | [11 empty] | 0 | 0 |  | 0 |  | 0 | [5 empty] | 0 |  | 0 |  | 0 |  | 0 |  | 0 |  | 0 |  | 0 |  | 0 |  |  | 0 | 0 | 0 |  |  | 0 | 0 | 0 | 0 | 0 | 0 | 0 | 0 | 0 | 0 | 0 | 0 | 0 | 0 | 0 | 0 | 0 | 0 | 0 | 0 | 0
0 | 0 |  |  |  | 0 | [11 empty] | 0 | 0 |  | 0 |  | 0 | [5 empty] | 0 |  | 0 |  | 0 |  | 0 |  | 0 |  | 0 |  | 0 |  | 0 |  |  | 0 | 0 | 0 |  |  | 0 | 0 | 0 | 0 | 0 | 0 | 0 | 0 | 0 | 0 | 0 | 0 | 0 | 0 | 0 | 0 | 0 | 0 | 0 | 0 | 0
0 | 0 |  |  |  | 0 | [11 empty] | 0 | 0 |  | 0 |  | 0 | [5 empty] | 0 |  | 0 |  | 0 |  | 0 |  | 0 |  | 0 |  | 0 |  | 0 |  |  | 0 | 0 | 0 |  |  | 0 | 0 | 0 | 0 | 0 | 0 | 0 | 0 | 0 | 0 | 0 | 0 | 0 | 0 | 0 | 0 | 0 | 0 | 0 | 0 | 0
0 | 0 |  |  |  | 0 | [11 empty] | 0 | 0 |  | 0 |  | 0 | [5 empty] | 0 |  | 0 |  | 0 |  | 0 |  | 0 |  | 0 |  | 0 |  | 0 |  |  | 0 | 0 | 0 |  |  | 0 | 0 | 0 | 0 | 0 | 0 | 0 | 0 | 0 | 0 | 0 | 0 | 0 | 0 | 0 | 0 | 0 | 0 | 0 | 0 | 0
0 | 0 |  |  |  | 0 | [11 empty] | 0 | 0 |  | 0 |  | 0 | [5 empty] | 0 |  | 0 |  | 0 |  | 0 |  | 0 |  | 0 |  | 0 |  | 0 |  |  | 0 | 0 | 0 |  |  | 0 | 0 | 0 | 0 | 0 | 0 | 0 | 0 | 0 | 0 | 0 | 0 | 0 | 0 | 0 | 0 | 0 | 0 | 0 | 0 | 0
0 | 0 |  |  |  | 0 | [11 empty] | 0 | 0 |  | 0 |  | 0 | [5 empty] | 0 |  | 0 |  | 0 |  | 0 |  | 0 |  | 0 |  | 0 |  | 0 |  |  | 0 | 0 | 0 |  |  | 0 | 0 | 0 | 0 | 0 | 0 | 0 | 0 | 0 | 0 | 0 | 0 | 0 | 0 | 0 | 0 | 0 | 0 | 0 | 0 | 0
0 | 0 |  |  |  | 0 | [11 empty] | 0 | 0 |  | 0 |  | 0 | [5 empty] | 0 |  | 0 |  | 0 |  | 0 |  | 0 |  | 0 |  | 0 |  | 0 |  |  | 0 | 0 | 0 |  |  | 0 | 0 | 0 | 0 | 0 | 0 | 0 | 0 | 0 | 0 | 0 | 0 | 0 | 0 | 0 | 0 | 0 | 0 | 0 | 0 | 0
0 | 0 |  |  |  | 0 | [11 empty] | 0 | 0 |  | 0 |  | 0 | [5 empty] | 0 |  | 0 |  | 0 |  | 0 |  | 0 |  | 0 |  | 0 |  | 0 |  |  | 0 | 0 | 0 |  |  | 0 | 0 | 0 | 0 | 0 | 0 | 0 | 0 | 0 | 0 | 0 | 0 | 0 | 0 | 0 | 0 | 0 | 0 | 0 | 0 | 0
0 | 0 |  |  |  | 0 | [11 empty] | 0 | 0 |  | 0 |  | 0 | [5 empty] | 0 |  | 0 |  | 0 |  | 0 |  | 0 |  | 0 |  | 0 |  | 0 |  |  | 0 | 0 | 0 |  |  | 0 | 0 | 0 | 0 | 0 | 0 | 0 | 0 | 0 | 0 | 0 | 0 | 0 | 0 | 0 | 0 | 0 | 0 | 0 | 0 | 0
0
[6 empty] | END |  | Total Price for Schedule 14 | [9 empty] | 0 |  | 0 |  | 0 | Baht |  | Baht |  | Baht |  | Baht |  | Baht |  |  | 0 | Baht |  | Baht |  | Baht |  | Baht |  |  |  |  | Baht | Baht |  |  | Baht | Baht | Baht | Baht | Baht | Baht | Baht | Baht | Baht | Baht | Baht | Baht | Baht | Baht | Baht | Baht | Baht | Baht | Baht | Baht | Baht | bar: 79 to 81
[18 empty] | 0 |  | 0 |  | 0 | [5 empty] | 0 |  | 0 |  | 0 |  | 0 |  | 0 |  | 0 |  | 0 |  | 0 |  |  |  | 0 | 0 |  |  | 0 | 0 | 0 | 0 | 0 | 0 | 0 | 0 | 0 | 0 | 0 | 0 | 0 | 0 | 0 | 0 | 0 | 0 | 0 | 0 | 0 | bar: 79 to 81
[18 empty] | 0 |  | 0 |  | 0 | [11 empty] | 0 | bar: 79 to 81
[18 empty] | 0 |  | 0 |  | 0 | [11 empty] | 0 | bar: 79 to 81
[18 empty] | 0 |  | 0 |  | 0 | [11 empty] | 0
[18 empty] | 0 |  | 0 |  | 0 | [11 empty] | 0
[18 empty] | 0 |  | 0 |  | 0 | [11 empty] | 0
[18 empty] | 0 |  | 0 |  | 0 | [11 empty] | 0
000000000000000000000000000000000000000
0000000000000000000000000000000000000000
000000000000000000000
[8 empty] | 0 | 0 |  |  |  |  | 0000000000000000000000000000000000000000000000000000000000000000000000000000000000000000000000000000
[8 empty] | 0 | 0
[8 empty] | 0 | 0
[8 empty] | 0 | 0
[8 empty] | 0 | 0
[8 empty] | 0 | 0
[8 empty] | 0 | 0
[8 empty] | 0 | 0
[8 empty] | 0 | 0
[8 empty] | 0 | 0
[8 empty] | 0 | 0
[8 empty] | 0 | 0
[8 empty] | 0 | 0
[8 empty] | 0 | 0
[8 empty] | 0 | 0
[8 empty] | 0 | 0
[8 empty] | 0 | 0
[8 empty] | 0 | 0
[8 empty] | 0 | 0
[8 empty] | 0 | 0
[8 empty] | 0 | 0
[8 empty] | 0 | 0
[8 empty] | 0 | 0
[8 empty] | 0 | 0
[8 empty] | 0 | 0
[8 empty] | 0 | 0
[8 empty] | 0 | 0
[8 empty] | 0 | 0
[8 empty] | 0 | 0
[8 empty] | 0 | 0
[8 empty] | 0 | 0
[8 empty] | 0 | 0
[8 empty] | 0 | 0
[8 empty] | 0 | 0
[8 empty] | 0 | 0
[8 empty] | 0 | 0
[8 empty] | 0 | 0
[8 empty] | 0 | 0
[8 empty] | 0 | 0
[8 empty] | 0 | 0
[8 empty] | 0 | 0
[8 empty] | 0 | 0
[8 empty] | 0 | 0
[8 empty] | 0 | 0
[8 empty] | 0 | 0
[8 empty] | 0 | 0
[8 empty] | 0 | 0
[8 empty] | 0 | 0
[8 empty] | 0 | 0
[8 empty] | 0 | 0
[8 empty] | 0 | 0
[8 empty] | 0 | 0
[8 empty] | 0 | 0
[8 empty] | 0 | 0
[8 empty] | 0 | 0
[8 empty] | 0 | 0
[8 empty] | 0 | 0
[8 empty] | 0 | 0
[8 empty] | 0 | 0
[8 empty] | 0 | 0
[8 empty] | 0 | 0
[8 empty] | 0 | 0
[8 empty] | 0 | 0
[8 empty] | 0 | 0
[8 empty] | 0 | 0
[8 empty] | 0 | 0
[8 empty] | 0 | 0
[8 empty] | 0 | 0
[8 empty] | 0 | 0
[8 empty] | 0 | 0
[8 empty] | 0 | 0
[8 empty] | 0 | 0
[8 empty] | 0 | 0
[8 empty] | 0 | 0
[8 empty] | 0 | 0
[8 empty] | 0 | 0
[8 empty] | 0 | 0
[8 empty] | 0 | 0
[8 empty] | 0 | 0
[8 empty] | 0 | 0
[8 empty] | 0 | 0
[8 empty] | 0 | 0
[8 empty] | 0 | 0
[8 empty] | 0 | 0
[8 empty] | 0 | 0
[8 empty] | 0 | 0
[8 empty] | 0 | 0
[8 empty] | 0 | 0
[8 empty] | 0 | 0
[8 empty] | 0 | 0
[8 empty] | 0 | 0
[8 empty] | 0 | 0
[8 empty] | 0 | 0
[8 empty] | 0 | 0
[8 empty] | 0 | 0
[8 empty] | 0 | 0
[8 empty] | 0 | 0
[8 empty] | 0 | 0
[8 empty] | 0 | 0
[8 empty] | 0 | 0

## Sch 15 (hidden)
INVITATION TO BID NO. VKS1-SWG-01
Schedule 15 :
[77 empty] | 79 | 80 | 81 | 82 | 83 | 84 | 85 | 86 | 87 | 88 | 89 | 90 | 91 | 92 | 93 | 94 | 95 | 96 | 97 | 98 | 99 | 100 | 101 | 102 | 103 | 104 | 105 | 106 | 107 | 108 | 109 | 110 | 111 | 112 | 113 | 114 | 115 | 116 | 117 | 118 | 119 | 120 | 121 | 122 | 123 | 124 | 125 | 126 | 127 | 128
[8 empty] | SUPPLY OF 115 KV COMPACT SWITCHGEAR | [62 empty] | 72 | 73 | 75 | 76 | 77 | 78 | 82: Breakdown per Item :
[8 empty] | TRANSMISSION SYSTEM FOR HYDRO-FLOATING SOLAR HYBRID PROJECT VAJIRALONGKORN DAM UNIT 1 | [68 empty] | 82: Schedule :
System :
Job No. | Substation | Delivery Required by EGAT |  |  |  | Material group | Code No. | Item No. | Description | Short Description | Drawing No. / Reference No. | Qty. | Unit | Currency | Supply of Equipment |  |  |  | Supply of Equipment |  | Supply of Equipment |  | Supply of Equipment |  |  |  | Supply of Equipment |  | Supply of Equipment |  | Supply of Equipment |  | Foreign Currency |  | Local Currency |  | Local Transportation |  | Local Transportation, Construction and Installation |  | Purchase Price Offered for Dismantled Equipment |  | Plant |  | UOM | [25 empty] | Irrelevant | Incoterm | Account Assignment | Cost Object | Fund Center |  | 105: CFR Thai Port; 107: CIF Thai Port; 109: DDP EGAT 's Store; 111: Local Transportation; 113: Custom Clearance; 115: DDP EGAT 's Store; 117: Ex-works Price; 119: Local Transportation; 121: Foreign Currency; 123: Local Currency; 125: Local Transportation to EGAT 's Store; 127: Local Transportation, Construction and Installation | Long Description | Short Description
|  | (with in months after receipt of the notification of award) | [12 empty] | Foreign Supply |  |  |  | Foreign Supply |  | Foreign Supply |  | Foreign Supply | [5 empty] | Local Supply |  | Local Supply | [16 empty] | Preference | % Import Duty | Preference | CFR Price | CIF Price | Foreign Currency | Ex-works Price | Local Currency | Local Transportation | Local Transportation, | Marine Insurance Price | Customs Clearance | Import Duty Price | VAT for Imported Equipment | VAT for Import Duty | VAT for | VAT for Ex-works Price | VAT for | VAT for | VAT for Transportation, Construction and Installation | Foreign | Local | Evaluation Price | [6 empty] | 115: ( excluding VAT ); 117: ( excluding VAT )
[5 empty] | Completion Date | [9 empty] | FOB Vessel | Cost of | CFR Thai Port |  | CIF Thai Port |  | DDP EGAT 's Store |  | Local Transportation |  | Custom Clearance |  | DDP EGAT 's Store |  | Ex-works Price |  | Local Transportation | [12 empty] | Breakdown tab |  | Proposed Price | Evaluation Price | Status | [7 empty] | to EGAT 's Store | Construction and | [5 empty] | Foreign Currency |  | Local Currency | Local Transportation |  | Price Adjustment | Price Adjustment | [7 empty] | 104: Incoterm; 105: CFR; 107: CIF; 109: DDP; 111: ZTF; 113: ZCC; 115: DDP; 117: EXW; 119: ZTL; 125: ZTT; 127: ZCN
|  | CFR Thai Port | DDP or EGAT's Store | Ex-works | [11 empty] | Transportation | [10 empty] | ( excluding VAT ) |  | ( excluding VAT ) |  | ( excluding VAT ) |  |  |  | ( excluding VAT ) |  | ( excluding VAT ) |  | ( excluding VAT ) |  | ( including VAT ) | [15 empty] | Installation | [%Insure(110%(CFR))] | [%Custom(CIF)] | [%Import Duty(CIF)] | [ %VAT(CFR/CIF) ] | [ %VAT( Import Duty) ] | [ %VAT(Foreign Currency) ] | [ %VAT(Ex-works Price) ] | [ %VAT(Local Currency) ] | to EGAT 's Store | [10 empty] | 104: Material group; 111: SV-TRN-MT; 113: SV-CTM; 119: SV-TRN-MT; 125: SV-TRN-MT; 127: SV-CVL
[16 empty] | to Thai Port | [6 empty] | Baht |  | Baht |  | Baht |  | Baht |  | Baht |  |  |  | Baht |  | Baht |  | Baht |  | Baht |  |  |  |  | Baht | Baht |  |  | Baht | Baht | Baht | Baht | Baht | Baht | Baht | Baht | Baht | Baht | Baht | Baht | Baht | Baht | Baht | Baht | Baht | Baht | Baht | Baht | Baht
|  | (month) | (month) | (month) | (month) | [9 empty] | Unit Price | Unit Price | Unit Price | Amount | Unit Price | Amount | Unit Price | Amount | Unit Price | Amount | Unit Price | Amount | Unit Price | Amount | Unit Price | Amount | Unit Price | Amount | Unit Price | Amount | Unit Price | Amount | Unit Price | Amount | Unit Price | Amount | Unit Price | Amount | [5 empty] | (Y/N) | (IPDTY) | (PRF) | (CFR) | (CIF) | (FC) | (EW) | (LC) | (LT) | (TCI) | (MI) | (CC) | ( IDP) | (VATIE) | (VATID) | (VATFC) | (VATEW) | (VATLC) | (VATLT) | (VATTCI) | (FPA) | (LPA) | (EVAPR)
0 | 0 |  |  |  | 0 | [11 empty] | 0 | 0 |  | 0 |  | 0 | [5 empty] | 0 |  | 0 |  | 0 |  | 0 |  | 0 |  | 0 |  | 0 |  | 0 |  |  | 0 | 0 | 0 |  |  | 0 | 0 | 0 | 0 | 0 | 0 | 0 | 0 | 0 | 0 | 0 | 0 | 0 | 0 | 0 | 0 | 0 | 0 | 0 | 0 | 0
0 | 0 |  |  |  | 0 | [11 empty] | 0 | 0 |  | 0 |  | 0 | [5 empty] | 0 |  | 0 |  | 0 |  | 0 |  | 0 |  | 0 |  | 0 |  | 0 |  |  | 0 | 0 | 0 |  |  | 0 | 0 | 0 | 0 | 0 | 0 | 0 | 0 | 0 | 0 | 0 | 0 | 0 | 0 | 0 | 0 | 0 | 0 | 0 | 0 | 0
0 | 0 |  |  |  | 0 | [11 empty] | 0 | 0 |  | 0 |  | 0 | [5 empty] | 0 |  | 0 |  | 0 |  | 0 |  | 0 |  | 0 |  | 0 |  | 0 |  |  | 0 | 0 | 0 |  |  | 0 | 0 | 0 | 0 | 0 | 0 | 0 | 0 | 0 | 0 | 0 | 0 | 0 | 0 | 0 | 0 | 0 | 0 | 0 | 0 | 0
0 | 0 |  |  |  | 0 | [11 empty] | 0 | 0 |  | 0 |  | 0 | [5 empty] | 0 |  | 0 |  | 0 |  | 0 |  | 0 |  | 0 |  | 0 |  | 0 |  |  | 0 | 0 | 0 |  |  | 0 | 0 | 0 | 0 | 0 | 0 | 0 | 0 | 0 | 0 | 0 | 0 | 0 | 0 | 0 | 0 | 0 | 0 | 0 | 0 | 0
0 | 0 |  |  |  | 0 | [11 empty] | 0 | 0 |  | 0 |  | 0 | [5 empty] | 0 |  | 0 |  | 0 |  | 0 |  | 0 |  | 0 |  | 0 |  | 0 |  |  | 0 | 0 | 0 |  |  | 0 | 0 | 0 | 0 | 0 | 0 | 0 | 0 | 0 | 0 | 0 | 0 | 0 | 0 | 0 | 0 | 0 | 0 | 0 | 0 | 0
0 | 0 |  |  |  | 0 | [11 empty] | 0 | 0 |  | 0 |  | 0 | [5 empty] | 0 |  | 0 |  | 0 |  | 0 |  | 0 |  | 0 |  | 0 |  | 0 |  |  | 0 | 0 | 0 |  |  | 0 | 0 | 0 | 0 | 0 | 0 | 0 | 0 | 0 | 0 | 0 | 0 | 0 | 0 | 0 | 0 | 0 | 0 | 0 | 0 | 0
0 | 0 |  |  |  | 0 | [11 empty] | 0 | 0 |  | 0 |  | 0 | [5 empty] | 0 |  | 0 |  | 0 |  | 0 |  | 0 |  | 0 |  | 0 |  | 0 |  |  | 0 | 0 | 0 |  |  | 0 | 0 | 0 | 0 | 0 | 0 | 0 | 0 | 0 | 0 | 0 | 0 | 0 | 0 | 0 | 0 | 0 | 0 | 0 | 0 | 0
0 | 0 |  |  |  | 0 | [11 empty] | 0 | 0 |  | 0 |  | 0 | [5 empty] | 0 |  | 0 |  | 0 |  | 0 |  | 0 |  | 0 |  | 0 |  | 0 |  |  | 0 | 0 | 0 |  |  | 0 | 0 | 0 | 0 | 0 | 0 | 0 | 0 | 0 | 0 | 0 | 0 | 0 | 0 | 0 | 0 | 0 | 0 | 0 | 0 | 0
0 | 0 |  |  |  | 0 | [11 empty] | 0 | 0 |  | 0 |  | 0 | [5 empty] | 0 |  | 0 |  | 0 |  | 0 |  | 0 |  | 0 |  | 0 |  | 0 |  |  | 0 | 0 | 0 |  |  | 0 | 0 | 0 | 0 | 0 | 0 | 0 | 0 | 0 | 0 | 0 | 0 | 0 | 0 | 0 | 0 | 0 | 0 | 0 | 0 | 0
0 | 0 |  |  |  | 0 | [11 empty] | 0 | 0 |  | 0 |  | 0 | [5 empty] | 0 |  | 0 |  | 0 |  | 0 |  | 0 |  | 0 |  | 0 |  | 0 |  |  | 0 | 0 | 0 |  |  | 0 | 0 | 0 | 0 | 0 | 0 | 0 | 0 | 0 | 0 | 0 | 0 | 0 | 0 | 0 | 0 | 0 | 0 | 0 | 0 | 0
0 | 0 |  |  |  | 0 | [11 empty] | 0 | 0 |  | 0 |  | 0 | [5 empty] | 0 |  | 0 |  | 0 |  | 0 |  | 0 |  | 0 |  | 0 |  | 0 |  |  | 0 | 0 | 0 |  |  | 0 | 0 | 0 | 0 | 0 | 0 | 0 | 0 | 0 | 0 | 0 | 0 | 0 | 0 | 0 | 0 | 0 | 0 | 0 | 0 | 0
0 | 0 |  |  |  | 0 | [11 empty] | 0 | 0 |  | 0 |  | 0 | [5 empty] | 0 |  | 0 |  | 0 |  | 0 |  | 0 |  | 0 |  | 0 |  | 0 |  |  | 0 | 0 | 0 |  |  | 0 | 0 | 0 | 0 | 0 | 0 | 0 | 0 | 0 | 0 | 0 | 0 | 0 | 0 | 0 | 0 | 0 | 0 | 0 | 0 | 0
0 | 0 |  |  |  | 0 | [11 empty] | 0 | 0 |  | 0 |  | 0 | [5 empty] | 0 |  | 0 |  | 0 |  | 0 |  | 0 |  | 0 |  | 0 |  | 0 |  |  | 0 | 0 | 0 |  |  | 0 | 0 | 0 | 0 | 0 | 0 | 0 | 0 | 0 | 0 | 0 | 0 | 0 | 0 | 0 | 0 | 0 | 0 | 0 | 0 | 0
0 | 0 |  |  |  | 0 | [11 empty] | 0 | 0 |  | 0 |  | 0 | [5 empty] | 0 |  | 0 |  | 0 |  | 0 |  | 0 |  | 0 |  | 0 |  | 0 |  |  | 0 | 0 | 0 |  |  | 0 | 0 | 0 | 0 | 0 | 0 | 0 | 0 | 0 | 0 | 0 | 0 | 0 | 0 | 0 | 0 | 0 | 0 | 0 | 0 | 0
0 | 0 |  |  |  | 0 | [11 empty] | 0 | 0 |  | 0 |  | 0 | [5 empty] | 0 |  | 0 |  | 0 |  | 0 |  | 0 |  | 0 |  | 0 |  | 0 |  |  | 0 | 0 | 0 |  |  | 0 | 0 | 0 | 0 | 0 | 0 | 0 | 0 | 0 | 0 | 0 | 0 | 0 | 0 | 0 | 0 | 0 | 0 | 0 | 0 | 0
0 | 0 |  |  |  | 0 | [11 empty] | 0 | 0 |  | 0 |  | 0 | [5 empty] | 0 |  | 0 |  | 0 |  | 0 |  | 0 |  | 0 |  | 0 |  | 0 |  |  | 0 | 0 | 0 |  |  | 0 | 0 | 0 | 0 | 0 | 0 | 0 | 0 | 0 | 0 | 0 | 0 | 0 | 0 | 0 | 0 | 0 | 0 | 0 | 0 | 0
0 | 0 |  |  |  | 0 | [11 empty] | 0 | 0 |  | 0 |  | 0 | [5 empty] | 0 |  | 0 |  | 0 |  | 0 |  | 0 |  | 0 |  | 0 |  | 0 |  |  | 0 | 0 | 0 |  |  | 0 | 0 | 0 | 0 | 0 | 0 | 0 | 0 | 0 | 0 | 0 | 0 | 0 | 0 | 0 | 0 | 0 | 0 | 0 | 0 | 0
0 | 0 |  |  |  | 0 | [11 empty] | 0 | 0 |  | 0 |  | 0 | [5 empty] | 0 |  | 0 |  | 0 |  | 0 |  | 0 |  | 0 |  | 0 |  | 0 |  |  | 0 | 0 | 0 |  |  | 0 | 0 | 0 | 0 | 0 | 0 | 0 | 0 | 0 | 0 | 0 | 0 | 0 | 0 | 0 | 0 | 0 | 0 | 0 | 0 | 0
0 | 0 |  |  |  | 0 | [11 empty] | 0 | 0 |  | 0 |  | 0 | [5 empty] | 0 |  | 0 |  | 0 |  | 0 |  | 0 |  | 0 |  | 0 |  | 0 |  |  | 0 | 0 | 0 |  |  | 0 | 0 | 0 | 0 | 0 | 0 | 0 | 0 | 0 | 0 | 0 | 0 | 0 | 0 | 0 | 0 | 0 | 0 | 0 | 0 | 0
0 | 0 |  |  |  | 0 | [11 empty] | 0 | 0 |  | 0 |  | 0 | [5 empty] | 0 |  | 0 |  | 0 |  | 0 |  | 0 |  | 0 |  | 0 |  | 0 |  |  | 0 | 0 | 0 |  |  | 0 | 0 | 0 | 0 | 0 | 0 | 0 | 0 | 0 | 0 | 0 | 0 | 0 | 0 | 0 | 0 | 0 | 0 | 0 | 0 | 0
0 | 0 |  |  |  | 0 | [11 empty] | 0 | 0 |  | 0 |  | 0 | [5 empty] | 0 |  | 0 |  | 0 |  | 0 |  | 0 |  | 0 |  | 0 |  | 0 |  |  | 0 | 0 | 0 |  |  | 0 | 0 | 0 | 0 | 0 | 0 | 0 | 0 | 0 | 0 | 0 | 0 | 0 | 0 | 0 | 0 | 0 | 0 | 0 | 0 | 0
0 | 0 |  |  |  | 0 | [11 empty] | 0 | 0 |  | 0 |  | 0 | [5 empty] | 0 |  | 0 |  | 0 |  | 0 |  | 0 |  | 0 |  | 0 |  | 0 |  |  | 0 | 0 | 0 |  |  | 0 | 0 | 0 | 0 | 0 | 0 | 0 | 0 | 0 | 0 | 0 | 0 | 0 | 0 | 0 | 0 | 0 | 0 | 0 | 0 | 0
0 | 0 |  |  |  | 0 | [11 empty] | 0 | 0 |  | 0 |  | 0 | [5 empty] | 0 |  | 0 |  | 0 |  | 0 |  | 0 |  | 0 |  | 0 |  | 0 |  |  | 0 | 0 | 0 |  |  | 0 | 0 | 0 | 0 | 0 | 0 | 0 | 0 | 0 | 0 | 0 | 0 | 0 | 0 | 0 | 0 | 0 | 0 | 0 | 0 | 0
0 | 0 |  |  |  | 0 | [11 empty] | 0 | 0 |  | 0 |  | 0 | [5 empty] | 0 |  | 0 |  | 0 |  | 0 |  | 0 |  | 0 |  | 0 |  | 0 |  |  | 0 | 0 | 0 |  |  | 0 | 0 | 0 | 0 | 0 | 0 | 0 | 0 | 0 | 0 | 0 | 0 | 0 | 0 | 0 | 0 | 0 | 0 | 0 | 0 | 0
0 | 0 |  |  |  | 0 | [11 empty] | 0 | 0 |  | 0 |  | 0 | [5 empty] | 0 |  | 0 |  | 0 |  | 0 |  | 0 |  | 0 |  | 0 |  | 0 |  |  | 0 | 0 | 0 |  |  | 0 | 0 | 0 | 0 | 0 | 0 | 0 | 0 | 0 | 0 | 0 | 0 | 0 | 0 | 0 | 0 | 0 | 0 | 0 | 0 | 0
0 | 0 |  |  |  | 0 | [11 empty] | 0 | 0 |  | 0 |  | 0 | [5 empty] | 0 |  | 0 |  | 0 |  | 0 |  | 0 |  | 0 |  | 0 |  | 0 |  |  | 0 | 0 | 0 |  |  | 0 | 0 | 0 | 0 | 0 | 0 | 0 | 0 | 0 | 0 | 0 | 0 | 0 | 0 | 0 | 0 | 0 | 0 | 0 | 0 | 0
0 | 0 |  |  |  | 0 | [11 empty] | 0 | 0 |  | 0 |  | 0 | [5 empty] | 0 |  | 0 |  | 0 |  | 0 |  | 0 |  | 0 |  | 0 |  | 0 |  |  | 0 | 0 | 0 |  |  | 0 | 0 | 0 | 0 | 0 | 0 | 0 | 0 | 0 | 0 | 0 | 0 | 0 | 0 | 0 | 0 | 0 | 0 | 0 | 0 | 0
0 | 0 |  |  |  | 0 | [11 empty] | 0 | 0 |  | 0 |  | 0 | [5 empty] | 0 |  | 0 |  | 0 |  | 0 |  | 0 |  | 0 |  | 0 |  | 0 |  |  | 0 | 0 | 0 |  |  | 0 | 0 | 0 | 0 | 0 | 0 | 0 | 0 | 0 | 0 | 0 | 0 | 0 | 0 | 0 | 0 | 0 | 0 | 0 | 0 | 0
0 | 0 |  |  |  | 0 | [11 empty] | 0 | 0 |  | 0 |  | 0 | [5 empty] | 0 |  | 0 |  | 0 |  | 0 |  | 0 |  | 0 |  | 0 |  | 0 |  |  | 0 | 0 | 0 |  |  | 0 | 0 | 0 | 0 | 0 | 0 | 0 | 0 | 0 | 0 | 0 | 0 | 0 | 0 | 0 | 0 | 0 | 0 | 0 | 0 | 0
0 | 0 |  |  |  | 0 | [11 empty] | 0 | 0 |  | 0 |  | 0 | [5 empty] | 0 |  | 0 |  | 0 |  | 0 |  | 0 |  | 0 |  | 0 |  | 0 |  |  | 0 | 0 | 0 |  |  | 0 | 0 | 0 | 0 | 0 | 0 | 0 | 0 | 0 | 0 | 0 | 0 | 0 | 0 | 0 | 0 | 0 | 0 | 0 | 0 | 0
0 | 0 |  |  |  | 0 | [11 empty] | 0 | 0 |  | 0 |  | 0 | [5 empty] | 0 |  | 0 |  | 0 |  | 0 |  | 0 |  | 0 |  | 0 |  | 0 |  |  | 0 | 0 | 0 |  |  | 0 | 0 | 0 | 0 | 0 | 0 | 0 | 0 | 0 | 0 | 0 | 0 | 0 | 0 | 0 | 0 | 0 | 0 | 0 | 0 | 0
0 | 0 |  |  |  | 0 | [11 empty] | 0 | 0 |  | 0 |  | 0 | [5 empty] | 0 |  | 0 |  | 0 |  | 0 |  | 0 |  | 0 |  | 0 |  | 0 |  |  | 0 | 0 | 0 |  |  | 0 | 0 | 0 | 0 | 0 | 0 | 0 | 0 | 0 | 0 | 0 | 0 | 0 | 0 | 0 | 0 | 0 | 0 | 0 | 0 | 0
0 | 0 |  |  |  | 0 | [11 empty] | 0 | 0 |  | 0 |  | 0 | [5 empty] | 0 |  | 0 |  | 0 |  | 0 |  | 0 |  | 0 |  | 0 |  | 0 |  |  | 0 | 0 | 0 |  |  | 0 | 0 | 0 | 0 | 0 | 0 | 0 | 0 | 0 | 0 | 0 | 0 | 0 | 0 | 0 | 0 | 0 | 0 | 0 | 0 | 0
0 | 0 |  |  |  | 0 | [11 empty] | 0 | 0 |  | 0 |  | 0 | [5 empty] | 0 |  | 0 |  | 0 |  | 0 |  | 0 |  | 0 |  | 0 |  | 0 |  |  | 0 | 0 | 0 |  |  | 0 | 0 | 0 | 0 | 0 | 0 | 0 | 0 | 0 | 0 | 0 | 0 | 0 | 0 | 0 | 0 | 0 | 0 | 0 | 0 | 0
0 | 0 |  |  |  | 0 | [11 empty] | 0 | 0 |  | 0 |  | 0 | [5 empty] | 0 |  | 0 |  | 0 |  | 0 |  | 0 |  | 0 |  | 0 |  | 0 |  |  | 0 | 0 | 0 |  |  | 0 | 0 | 0 | 0 | 0 | 0 | 0 | 0 | 0 | 0 | 0 | 0 | 0 | 0 | 0 | 0 | 0 | 0 | 0 | 0 | 0
0 | 0 |  |  |  | 0 | [11 empty] | 0 | 0 |  | 0 |  | 0 | [5 empty] | 0 |  | 0 |  | 0 |  | 0 |  | 0 |  | 0 |  | 0 |  | 0 |  |  | 0 | 0 | 0 |  |  | 0 | 0 | 0 | 0 | 0 | 0 | 0 | 0 | 0 | 0 | 0 | 0 | 0 | 0 | 0 | 0 | 0 | 0 | 0 | 0 | 0
0 | 0 |  |  |  | 0 | [11 empty] | 0 | 0 |  | 0 |  | 0 | [5 empty] | 0 |  | 0 |  | 0 |  | 0 |  | 0 |  | 0 |  | 0 |  | 0 |  |  | 0 | 0 | 0 |  |  | 0 | 0 | 0 | 0 | 0 | 0 | 0 | 0 | 0 | 0 | 0 | 0 | 0 | 0 | 0 | 0 | 0 | 0 | 0 | 0 | 0
0 | 0 |  |  |  | 0 | [11 empty] | 0 | 0 |  | 0 |  | 0 | [5 empty] | 0 |  | 0 |  | 0 |  | 0 |  | 0 |  | 0 |  | 0 |  | 0 |  |  | 0 | 0 | 0 |  |  | 0 | 0 | 0 | 0 | 0 | 0 | 0 | 0 | 0 | 0 | 0 | 0 | 0 | 0 | 0 | 0 | 0 | 0 | 0 | 0 | 0
0 | 0 |  |  |  | 0 | [11 empty] | 0 | 0 |  | 0 |  | 0 | [5 empty] | 0 |  | 0 |  | 0 |  | 0 |  | 0 |  | 0 |  | 0 |  | 0 |  |  | 0 | 0 | 0 |  |  | 0 | 0 | 0 | 0 | 0 | 0 | 0 | 0 | 0 | 0 | 0 | 0 | 0 | 0 | 0 | 0 | 0 | 0 | 0 | 0 | 0
0 | 0 |  |  |  | 0 | [11 empty] | 0 | 0 |  | 0 |  | 0 | [5 empty] | 0 |  | 0 |  | 0 |  | 0 |  | 0 |  | 0 |  | 0 |  | 0 |  |  | 0 | 0 | 0 |  |  | 0 | 0 | 0 | 0 | 0 | 0 | 0 | 0 | 0 | 0 | 0 | 0 | 0 | 0 | 0 | 0 | 0 | 0 | 0 | 0 | 0
0 | 0 |  |  |  | 0 | [11 empty] | 0 | 0 |  | 0 |  | 0 | [5 empty] | 0 |  | 0 |  | 0 |  | 0 |  | 0 |  | 0 |  | 0 |  | 0 |  |  | 0 | 0 | 0 |  |  | 0 | 0 | 0 | 0 | 0 | 0 | 0 | 0 | 0 | 0 | 0 | 0 | 0 | 0 | 0 | 0 | 0 | 0 | 0 | 0 | 0
0 | 0 |  |  |  | 0 | [11 empty] | 0 | 0 |  | 0 |  | 0 | [5 empty] | 0 |  | 0 |  | 0 |  | 0 |  | 0 |  | 0 |  | 0 |  | 0 |  |  | 0 | 0 | 0 |  |  | 0 | 0 | 0 | 0 | 0 | 0 | 0 | 0 | 0 | 0 | 0 | 0 | 0 | 0 | 0 | 0 | 0 | 0 | 0 | 0 | 0
0 | 0 |  |  |  | 0 | [11 empty] | 0 | 0 |  | 0 |  | 0 | [5 empty] | 0 |  | 0 |  | 0 |  | 0 |  | 0 |  | 0 |  | 0 |  | 0 |  |  | 0 | 0 | 0 |  |  | 0 | 0 | 0 | 0 | 0 | 0 | 0 | 0 | 0 | 0 | 0 | 0 | 0 | 0 | 0 | 0 | 0 | 0 | 0 | 0 | 0
0 | 0 |  |  |  | 0 | [11 empty] | 0 | 0 |  | 0 |  | 0 | [5 empty] | 0 |  | 0 |  | 0 |  | 0 |  | 0 |  | 0 |  | 0 |  | 0 |  |  | 0 | 0 | 0 |  |  | 0 | 0 | 0 | 0 | 0 | 0 | 0 | 0 | 0 | 0 | 0 | 0 | 0 | 0 | 0 | 0 | 0 | 0 | 0 | 0 | 0
0 | 0 |  |  |  | 0 | [11 empty] | 0 | 0 |  | 0 |  | 0 | [5 empty] | 0 |  | 0 |  | 0 |  | 0 |  | 0 |  | 0 |  | 0 |  | 0 |  |  | 0 | 0 | 0 |  |  | 0 | 0 | 0 | 0 | 0 | 0 | 0 | 0 | 0 | 0 | 0 | 0 | 0 | 0 | 0 | 0 | 0 | 0 | 0 | 0 | 0
0 | 0 |  |  |  | 0 | [11 empty] | 0 | 0 |  | 0 |  | 0 | [5 empty] | 0 |  | 0 |  | 0 |  | 0 |  | 0 |  | 0 |  | 0 |  | 0 |  |  | 0 | 0 | 0 |  |  | 0 | 0 | 0 | 0 | 0 | 0 | 0 | 0 | 0 | 0 | 0 | 0 | 0 | 0 | 0 | 0 | 0 | 0 | 0 | 0 | 0
0 | 0 |  |  |  | 0 | [11 empty] | 0 | 0 |  | 0 |  | 0 | [5 empty] | 0 |  | 0 |  | 0 |  | 0 |  | 0 |  | 0 |  | 0 |  | 0 |  |  | 0 | 0 | 0 |  |  | 0 | 0 | 0 | 0 | 0 | 0 | 0 | 0 | 0 | 0 | 0 | 0 | 0 | 0 | 0 | 0 | 0 | 0 | 0 | 0 | 0
0 | 0 |  |  |  | 0 | [11 empty] | 0 | 0 |  | 0 |  | 0 | [5 empty] | 0 |  | 0 |  | 0 |  | 0 |  | 0 |  | 0 |  | 0 |  | 0 |  |  | 0 | 0 | 0 |  |  | 0 | 0 | 0 | 0 | 0 | 0 | 0 | 0 | 0 | 0 | 0 | 0 | 0 | 0 | 0 | 0 | 0 | 0 | 0 | 0 | 0
0 | 0 |  |  |  | 0 | [11 empty] | 0 | 0 |  | 0 |  | 0 | [5 empty] | 0 |  | 0 |  | 0 |  | 0 |  | 0 |  | 0 |  | 0 |  | 0 |  |  | 0 | 0 | 0 |  |  | 0 | 0 | 0 | 0 | 0 | 0 | 0 | 0 | 0 | 0 | 0 | 0 | 0 | 0 | 0 | 0 | 0 | 0 | 0 | 0 | 0
0 | 0 |  |  |  | 0 | [11 empty] | 0 | 0 |  | 0 |  | 0 | [5 empty] | 0 |  | 0 |  | 0 |  | 0 |  | 0 |  | 0 |  | 0 |  | 0 |  |  | 0 | 0 | 0 |  |  | 0 | 0 | 0 | 0 | 0 | 0 | 0 | 0 | 0 | 0 | 0 | 0 | 0 | 0 | 0 | 0 | 0 | 0 | 0 | 0 | 0
0 | 0 |  |  |  | 0 | [11 empty] | 0 | 0 |  | 0 |  | 0 | [5 empty] | 0 |  | 0 |  | 0 |  | 0 |  | 0 |  | 0 |  | 0 |  | 0 |  |  | 0 | 0 | 0 |  |  | 0 | 0 | 0 | 0 | 0 | 0 | 0 | 0 | 0 | 0 | 0 | 0 | 0 | 0 | 0 | 0 | 0 | 0 | 0 | 0 | 0
0 | 0 |  |  |  | 0 | [11 empty] | 0 | 0 |  | 0 |  | 0 | [5 empty] | 0 |  | 0 |  | 0 |  | 0 |  | 0 |  | 0 |  | 0 |  | 0 |  |  | 0 | 0 | 0 |  |  | 0 | 0 | 0 | 0 | 0 | 0 | 0 | 0 | 0 | 0 | 0 | 0 | 0 | 0 | 0 | 0 | 0 | 0 | 0 | 0 | 0
0 | 0 |  |  |  | 0 | [11 empty] | 0 | 0 |  | 0 |  | 0 | [5 empty] | 0 |  | 0 |  | 0 |  | 0 |  | 0 |  | 0 |  | 0 |  | 0 |  |  | 0 | 0 | 0 |  |  | 0 | 0 | 0 | 0 | 0 | 0 | 0 | 0 | 0 | 0 | 0 | 0 | 0 | 0 | 0 | 0 | 0 | 0 | 0 | 0 | 0
0 | 0 |  |  |  | 0 | [11 empty] | 0 | 0 |  | 0 |  | 0 | [5 empty] | 0 |  | 0 |  | 0 |  | 0 |  | 0 |  | 0 |  | 0 |  | 0 |  |  | 0 | 0 | 0 |  |  | 0 | 0 | 0 | 0 | 0 | 0 | 0 | 0 | 0 | 0 | 0 | 0 | 0 | 0 | 0 | 0 | 0 | 0 | 0 | 0 | 0
0 | 0 |  |  |  | 0 | [11 empty] | 0 | 0 |  | 0 |  | 0 | [5 empty] | 0 |  | 0 |  | 0 |  | 0 |  | 0 |  | 0 |  | 0 |  | 0 |  |  | 0 | 0 | 0 |  |  | 0 | 0 | 0 | 0 | 0 | 0 | 0 | 0 | 0 | 0 | 0 | 0 | 0 | 0 | 0 | 0 | 0 | 0 | 0 | 0 | 0
0 | 0 |  |  |  | 0 | [11 empty] | 0 | 0 |  | 0 |  | 0 | [5 empty] | 0 |  | 0 |  | 0 |  | 0 |  | 0 |  | 0 |  | 0 |  | 0 |  |  | 0 | 0 | 0 |  |  | 0 | 0 | 0 | 0 | 0 | 0 | 0 | 0 | 0 | 0 | 0 | 0 | 0 | 0 | 0 | 0 | 0 | 0 | 0 | 0 | 0
0 | 0 |  |  |  | 0 | [11 empty] | 0 | 0 |  | 0 |  | 0 | [5 empty] | 0 |  | 0 |  | 0 |  | 0 |  | 0 |  | 0 |  | 0 |  | 0 |  |  | 0 | 0 | 0 |  |  | 0 | 0 | 0 | 0 | 0 | 0 | 0 | 0 | 0 | 0 | 0 | 0 | 0 | 0 | 0 | 0 | 0 | 0 | 0 | 0 | 0
0 | 0 |  |  |  | 0 | [11 empty] | 0 | 0 |  | 0 |  | 0 | [5 empty] | 0 |  | 0 |  | 0 |  | 0 |  | 0 |  | 0 |  | 0 |  | 0 |  |  | 0 | 0 | 0 |  |  | 0 | 0 | 0 | 0 | 0 | 0 | 0 | 0 | 0 | 0 | 0 | 0 | 0 | 0 | 0 | 0 | 0 | 0 | 0 | 0 | 0
0 | 0 |  |  |  | 0 | [11 empty] | 0 | 0 |  | 0 |  | 0 | [5 empty] | 0 |  | 0 |  | 0 |  | 0 |  | 0 |  | 0 |  | 0 |  | 0 |  |  | 0 | 0 | 0 |  |  | 0 | 0 | 0 | 0 | 0 | 0 | 0 | 0 | 0 | 0 | 0 | 0 | 0 | 0 | 0 | 0 | 0 | 0 | 0 | 0 | 0
0 | 0 |  |  |  | 0 | [11 empty] | 0 | 0 |  | 0 |  | 0 | [5 empty] | 0 |  | 0 |  | 0 |  | 0 |  | 0 |  | 0 |  | 0 |  | 0 |  |  | 0 | 0 | 0 |  |  | 0 | 0 | 0 | 0 | 0 | 0 | 0 | 0 | 0 | 0 | 0 | 0 | 0 | 0 | 0 | 0 | 0 | 0 | 0 | 0 | 0
0 | 0 |  |  |  | 0 | [11 empty] | 0 | 0 |  | 0 |  | 0 | [5 empty] | 0 |  | 0 |  | 0 |  | 0 |  | 0 |  | 0 |  | 0 |  | 0 |  |  | 0 | 0 | 0 |  |  | 0 | 0 | 0 | 0 | 0 | 0 | 0 | 0 | 0 | 0 | 0 | 0 | 0 | 0 | 0 | 0 | 0 | 0 | 0 | 0 | 0
0 | 0 |  |  |  | 0 | [11 empty] | 0 | 0 |  | 0 |  | 0 | [5 empty] | 0 |  | 0 |  | 0 |  | 0 |  | 0 |  | 0 |  | 0 |  | 0 |  |  | 0 | 0 | 0 |  |  | 0 | 0 | 0 | 0 | 0 | 0 | 0 | 0 | 0 | 0 | 0 | 0 | 0 | 0 | 0 | 0 | 0 | 0 | 0 | 0 | 0
0 | 0 |  |  |  | 0 | [11 empty] | 0 | 0 |  | 0 |  | 0 | [5 empty] | 0 |  | 0 |  | 0 |  | 0 |  | 0 |  | 0 |  | 0 |  | 0 |  |  | 0 | 0 | 0 |  |  | 0 | 0 | 0 | 0 | 0 | 0 | 0 | 0 | 0 | 0 | 0 | 0 | 0 | 0 | 0 | 0 | 0 | 0 | 0 | 0 | 0
0 | 0 |  |  |  | 0 | [11 empty] | 0 | 0 |  | 0 |  | 0 | [5 empty] | 0 |  | 0 |  | 0 |  | 0 |  | 0 |  | 0 |  | 0 |  | 0 |  |  | 0 | 0 | 0 |  |  | 0 | 0 | 0 | 0 | 0 | 0 | 0 | 0 | 0 | 0 | 0 | 0 | 0 | 0 | 0 | 0 | 0 | 0 | 0 | 0 | 0
0 | 0 |  |  |  | 0 | [11 empty] | 0 | 0 |  | 0 |  | 0 | [5 empty] | 0 |  | 0 |  | 0 |  | 0 |  | 0 |  | 0 |  | 0 |  | 0 |  |  | 0 | 0 | 0 |  |  | 0 | 0 | 0 | 0 | 0 | 0 | 0 | 0 | 0 | 0 | 0 | 0 | 0 | 0 | 0 | 0 | 0 | 0 | 0 | 0 | 0
0 | 0 |  |  |  | 0 | [11 empty] | 0 | 0 |  | 0 |  | 0 | [5 empty] | 0 |  | 0 |  | 0 |  | 0 |  | 0 |  | 0 |  | 0 |  | 0 |  |  | 0 | 0 | 0 |  |  | 0 | 0 | 0 | 0 | 0 | 0 | 0 | 0 | 0 | 0 | 0 | 0 | 0 | 0 | 0 | 0 | 0 | 0 | 0 | 0 | 0
0 | 0 |  |  |  | 0 | [11 empty] | 0 | 0 |  | 0 |  | 0 | [5 empty] | 0 |  | 0 |  | 0 |  | 0 |  | 0 |  | 0 |  | 0 |  | 0 |  |  | 0 | 0 | 0 |  |  | 0 | 0 | 0 | 0 | 0 | 0 | 0 | 0 | 0 | 0 | 0 | 0 | 0 | 0 | 0 | 0 | 0 | 0 | 0 | 0 | 0
0 | 0 |  |  |  | 0 | [11 empty] | 0 | 0 |  | 0 |  | 0 | [5 empty] | 0 |  | 0 |  | 0 |  | 0 |  | 0 |  | 0 |  | 0 |  | 0 |  |  | 0 | 0 | 0 |  |  | 0 | 0 | 0 | 0 | 0 | 0 | 0 | 0 | 0 | 0 | 0 | 0 | 0 | 0 | 0 | 0 | 0 | 0 | 0 | 0 | 0
0 | 0 |  |  |  | 0 | [11 empty] | 0 | 0 |  | 0 |  | 0 | [5 empty] | 0 |  | 0 |  | 0 |  | 0 |  | 0 |  | 0 |  | 0 |  | 0 |  |  | 0 | 0 | 0 |  |  | 0 | 0 | 0 | 0 | 0 | 0 | 0 | 0 | 0 | 0 | 0 | 0 | 0 | 0 | 0 | 0 | 0 | 0 | 0 | 0 | 0
0 | 0 |  |  |  | 0 | [11 empty] | 0 | 0 |  | 0 |  | 0 | [5 empty] | 0 |  | 0 |  | 0 |  | 0 |  | 0 |  | 0 |  | 0 |  | 0 |  |  | 0 | 0 | 0 |  |  | 0 | 0 | 0 | 0 | 0 | 0 | 0 | 0 | 0 | 0 | 0 | 0 | 0 | 0 | 0 | 0 | 0 | 0 | 0 | 0 | 0
0 | 0 |  |  |  | 0 | [11 empty] | 0 | 0 |  | 0 |  | 0 | [5 empty] | 0 |  | 0 |  | 0 |  | 0 |  | 0 |  | 0 |  | 0 |  | 0 |  |  | 0 | 0 | 0 |  |  | 0 | 0 | 0 | 0 | 0 | 0 | 0 | 0 | 0 | 0 | 0 | 0 | 0 | 0 | 0 | 0 | 0 | 0 | 0 | 0 | 0
0 | 0 |  |  |  | 0 | [11 empty] | 0 | 0 |  | 0 |  | 0 | [5 empty] | 0 |  | 0 |  | 0 |  | 0 |  | 0 |  | 0 |  | 0 |  | 0 |  |  | 0 | 0 | 0 |  |  | 0 | 0 | 0 | 0 | 0 | 0 | 0 | 0 | 0 | 0 | 0 | 0 | 0 | 0 | 0 | 0 | 0 | 0 | 0 | 0 | 0
0 | 0 |  |  |  | 0 | [11 empty] | 0 | 0 |  | 0 |  | 0 | [5 empty] | 0 |  | 0 |  | 0 |  | 0 |  | 0 |  | 0 |  | 0 |  | 0 |  |  | 0 | 0 | 0 |  |  | 0 | 0 | 0 | 0 | 0 | 0 | 0 | 0 | 0 | 0 | 0 | 0 | 0 | 0 | 0 | 0 | 0 | 0 | 0 | 0 | 0
0 | 0 |  |  |  | 0 | [11 empty] | 0 | 0 |  | 0 |  | 0 | [5 empty] | 0 |  | 0 |  | 0 |  | 0 |  | 0 |  | 0 |  | 0 |  | 0 |  |  | 0 | 0 | 0 |  |  | 0 | 0 | 0 | 0 | 0 | 0 | 0 | 0 | 0 | 0 | 0 | 0 | 0 | 0 | 0 | 0 | 0 | 0 | 0 | 0 | 0
0 | 0 |  |  |  | 0 | [11 empty] | 0 | 0 |  | 0 |  | 0 | [5 empty] | 0 |  | 0 |  | 0 |  | 0 |  | 0 |  | 0 |  | 0 |  | 0 |  |  | 0 | 0 | 0 |  |  | 0 | 0 | 0 | 0 | 0 | 0 | 0 | 0 | 0 | 0 | 0 | 0 | 0 | 0 | 0 | 0 | 0 | 0 | 0 | 0 | 0
0 | 0 |  |  |  | 0 | [11 empty] | 0 | 0 |  | 0 |  | 0 | [5 empty] | 0 |  | 0 |  | 0 |  | 0 |  | 0 |  | 0 |  | 0 |  | 0 |  |  | 0 | 0 | 0 |  |  | 0 | 0 | 0 | 0 | 0 | 0 | 0 | 0 | 0 | 0 | 0 | 0 | 0 | 0 | 0 | 0 | 0 | 0 | 0 | 0 | 0
0 | 0 |  |  |  | 0 | [11 empty] | 0 | 0 |  | 0 |  | 0 | [5 empty] | 0 |  | 0 |  | 0 |  | 0 |  | 0 |  | 0 |  | 0 |  | 0 |  |  | 0 | 0 | 0 |  |  | 0 | 0 | 0 | 0 | 0 | 0 | 0 | 0 | 0 | 0 | 0 | 0 | 0 | 0 | 0 | 0 | 0 | 0 | 0 | 0 | 0
0 | 0 |  |  |  | 0 | [11 empty] | 0 | 0 |  | 0 |  | 0 | [5 empty] | 0 |  | 0 |  | 0 |  | 0 |  | 0 |  | 0 |  | 0 |  | 0 |  |  | 0 | 0 | 0 |  |  | 0 | 0 | 0 | 0 | 0 | 0 | 0 | 0 | 0 | 0 | 0 | 0 | 0 | 0 | 0 | 0 | 0 | 0 | 0 | 0 | 0
0 | 0 |  |  |  | 0 | [11 empty] | 0 | 0 |  | 0 |  | 0 | [5 empty] | 0 |  | 0 |  | 0 |  | 0 |  | 0 |  | 0 |  | 0 |  | 0 |  |  | 0 | 0 | 0 |  |  | 0 | 0 | 0 | 0 | 0 | 0 | 0 | 0 | 0 | 0 | 0 | 0 | 0 | 0 | 0 | 0 | 0 | 0 | 0 | 0 | 0
0 | 0 |  |  |  | 0 | [11 empty] | 0 | 0 |  | 0 |  | 0 | [5 empty] | 0 |  | 0 |  | 0 |  | 0 |  | 0 |  | 0 |  | 0 |  | 0 |  |  | 0 | 0 | 0 |  |  | 0 | 0 | 0 | 0 | 0 | 0 | 0 | 0 | 0 | 0 | 0 | 0 | 0 | 0 | 0 | 0 | 0 | 0 | 0 | 0 | 0
0 | 0 |  |  |  | 0 | [11 empty] | 0 | 0 |  | 0 |  | 0 | [5 empty] | 0 |  | 0 |  | 0 |  | 0 |  | 0 |  | 0 |  | 0 |  | 0 |  |  | 0 | 0 | 0 |  |  | 0 | 0 | 0 | 0 | 0 | 0 | 0 | 0 | 0 | 0 | 0 | 0 | 0 | 0 | 0 | 0 | 0 | 0 | 0 | 0 | 0
0 | 0 |  |  |  | 0 | [11 empty] | 0 | 0 |  | 0 |  | 0 | [5 empty] | 0 |  | 0 |  | 0 |  | 0 |  | 0 |  | 0 |  | 0 |  | 0 |  |  | 0 | 0 | 0 |  |  | 0 | 0 | 0 | 0 | 0 | 0 | 0 | 0 | 0 | 0 | 0 | 0 | 0 | 0 | 0 | 0 | 0 | 0 | 0 | 0 | 0
0 | 0 |  |  |  | 0 | [11 empty] | 0 | 0 |  | 0 |  | 0 | [5 empty] | 0 |  | 0 |  | 0 |  | 0 |  | 0 |  | 0 |  | 0 |  | 0 |  |  | 0 | 0 | 0 |  |  | 0 | 0 | 0 | 0 | 0 | 0 | 0 | 0 | 0 | 0 | 0 | 0 | 0 | 0 | 0 | 0 | 0 | 0 | 0 | 0 | 0
0 | 0 |  |  |  | 0 | [11 empty] | 0 | 0 |  | 0 |  | 0 | [5 empty] | 0 |  | 0 |  | 0 |  | 0 |  | 0 |  | 0 |  | 0 |  | 0 |  |  | 0 | 0 | 0 |  |  | 0 | 0 | 0 | 0 | 0 | 0 | 0 | 0 | 0 | 0 | 0 | 0 | 0 | 0 | 0 | 0 | 0 | 0 | 0 | 0 | 0
0 | 0 |  |  |  | 0 | [11 empty] | 0 | 0 |  | 0 |  | 0 | [5 empty] | 0 |  | 0 |  | 0 |  | 0 |  | 0 |  | 0 |  | 0 |  | 0 |  |  | 0 | 0 | 0 |  |  | 0 | 0 | 0 | 0 | 0 | 0 | 0 | 0 | 0 | 0 | 0 | 0 | 0 | 0 | 0 | 0 | 0 | 0 | 0 | 0 | 0
0 | 0 |  |  |  | 0 | [11 empty] | 0 | 0 |  | 0 |  | 0 | [5 empty] | 0 |  | 0 |  | 0 |  | 0 |  | 0 |  | 0 |  | 0 |  | 0 |  |  | 0 | 0 | 0 |  |  | 0 | 0 | 0 | 0 | 0 | 0 | 0 | 0 | 0 | 0 | 0 | 0 | 0 | 0 | 0 | 0 | 0 | 0 | 0 | 0 | 0
0 | 0 |  |  |  | 0 | [11 empty] | 0 | 0 |  | 0 |  | 0 | [5 empty] | 0 |  | 0 |  | 0 |  | 0 |  | 0 |  | 0 |  | 0 |  | 0 |  |  | 0 | 0 | 0 |  |  | 0 | 0 | 0 | 0 | 0 | 0 | 0 | 0 | 0 | 0 | 0 | 0 | 0 | 0 | 0 | 0 | 0 | 0 | 0 | 0 | 0
0 | 0 |  |  |  | 0 | [11 empty] | 0 | 0 |  | 0 |  | 0 | [5 empty] | 0 |  | 0 |  | 0 |  | 0 |  | 0 |  | 0 |  | 0 |  | 0 |  |  | 0 | 0 | 0 |  |  | 0 | 0 | 0 | 0 | 0 | 0 | 0 | 0 | 0 | 0 | 0 | 0 | 0 | 0 | 0 | 0 | 0 | 0 | 0 | 0 | 0
0 | 0 |  |  |  | 0 | [11 empty] | 0 | 0 |  | 0 |  | 0 | [5 empty] | 0 |  | 0 |  | 0 |  | 0 |  | 0 |  | 0 |  | 0 |  | 0 |  |  | 0 | 0 | 0 |  |  | 0 | 0 | 0 | 0 | 0 | 0 | 0 | 0 | 0 | 0 | 0 | 0 | 0 | 0 | 0 | 0 | 0 | 0 | 0 | 0 | 0
0 | 0 |  |  |  | 0 | [11 empty] | 0 | 0 |  | 0 |  | 0 | [5 empty] | 0 |  | 0 |  | 0 |  | 0 |  | 0 |  | 0 |  | 0 |  | 0 |  |  | 0 | 0 | 0 |  |  | 0 | 0 | 0 | 0 | 0 | 0 | 0 | 0 | 0 | 0 | 0 | 0 | 0 | 0 | 0 | 0 | 0 | 0 | 0 | 0 | 0
0 | 0 |  |  |  | 0 | [11 empty] | 0 | 0 |  | 0 |  | 0 | [5 empty] | 0 |  | 0 |  | 0 |  | 0 |  | 0 |  | 0 |  | 0 |  | 0 |  |  | 0 | 0 | 0 |  |  | 0 | 0 | 0 | 0 | 0 | 0 | 0 | 0 | 0 | 0 | 0 | 0 | 0 | 0 | 0 | 0 | 0 | 0 | 0 | 0 | 0
0 | 0 |  |  |  | 0 | [11 empty] | 0 | 0 |  | 0 |  | 0 | [5 empty] | 0 |  | 0 |  | 0 |  | 0 |  | 0 |  | 0 |  | 0 |  | 0 |  |  | 0 | 0 | 0 |  |  | 0 | 0 | 0 | 0 | 0 | 0 | 0 | 0 | 0 | 0 | 0 | 0 | 0 | 0 | 0 | 0 | 0 | 0 | 0 | 0 | 0
0 | 0 |  |  |  | 0 | [11 empty] | 0 | 0 |  | 0 |  | 0 | [5 empty] | 0 |  | 0 |  | 0 |  | 0 |  | 0 |  | 0 |  | 0 |  | 0 |  |  | 0 | 0 | 0 |  |  | 0 | 0 | 0 | 0 | 0 | 0 | 0 | 0 | 0 | 0 | 0 | 0 | 0 | 0 | 0 | 0 | 0 | 0 | 0 | 0 | 0
0 | 0 |  |  |  | 0 | [11 empty] | 0 | 0 |  | 0 |  | 0 | [5 empty] | 0 |  | 0 |  | 0 |  | 0 |  | 0 |  | 0 |  | 0 |  | 0 |  |  | 0 | 0 | 0 |  |  | 0 | 0 | 0 | 0 | 0 | 0 | 0 | 0 | 0 | 0 | 0 | 0 | 0 | 0 | 0 | 0 | 0 | 0 | 0 | 0 | 0
0 | 0 |  |  |  | 0 | [11 empty] | 0 | 0 |  | 0 |  | 0 | [5 empty] | 0 |  | 0 |  | 0 |  | 0 |  | 0 |  | 0 |  | 0 |  | 0 |  |  | 0 | 0 | 0 |  |  | 0 | 0 | 0 | 0 | 0 | 0 | 0 | 0 | 0 | 0 | 0 | 0 | 0 | 0 | 0 | 0 | 0 | 0 | 0 | 0 | 0
0 | 0 |  |  |  | 0 | [11 empty] | 0 | 0 |  | 0 |  | 0 | [5 empty] | 0 |  | 0 |  | 0 |  | 0 |  | 0 |  | 0 |  | 0 |  | 0 |  |  | 0 | 0 | 0 |  |  | 0 | 0 | 0 | 0 | 0 | 0 | 0 | 0 | 0 | 0 | 0 | 0 | 0 | 0 | 0 | 0 | 0 | 0 | 0 | 0 | 0
0 | 0 |  |  |  | 0 | [11 empty] | 0 | 0 |  | 0 |  | 0 | [5 empty] | 0 |  | 0 |  | 0 |  | 0 |  | 0 |  | 0 |  | 0 |  | 0 |  |  | 0 | 0 | 0 |  |  | 0 | 0 | 0 | 0 | 0 | 0 | 0 | 0 | 0 | 0 | 0 | 0 | 0 | 0 | 0 | 0 | 0 | 0 | 0 | 0 | 0
0 | 0 |  |  |  | 0 | [11 empty] | 0 | 0 |  | 0 |  | 0 | [5 empty] | 0 |  | 0 |  | 0 |  | 0 |  | 0 |  | 0 |  | 0 |  | 0 |  |  | 0 | 0 | 0 |  |  | 0 | 0 | 0 | 0 | 0 | 0 | 0 | 0 | 0 | 0 | 0 | 0 | 0 | 0 | 0 | 0 | 0 | 0 | 0 | 0 | 0
0 | 0 |  |  |  | 0 | [11 empty] | 0 | 0 |  | 0 |  | 0 | [5 empty] | 0 |  | 0 |  | 0 |  | 0 |  | 0 |  | 0 |  | 0 |  | 0 |  |  | 0 | 0 | 0 |  |  | 0 | 0 | 0 | 0 | 0 | 0 | 0 | 0 | 0 | 0 | 0 | 0 | 0 | 0 | 0 | 0 | 0 | 0 | 0 | 0 | 0
0 | 0 |  |  |  | 0 | [11 empty] | 0 | 0 |  | 0 |  | 0 | [5 empty] | 0 |  | 0 |  | 0 |  | 0 |  | 0 |  | 0 |  | 0 |  | 0 |  |  | 0 | 0 | 0 |  |  | 0 | 0 | 0 | 0 | 0 | 0 | 0 | 0 | 0 | 0 | 0 | 0 | 0 | 0 | 0 | 0 | 0 | 0 | 0 | 0 | 0
0
[6 empty] | END |  | Total Price for Schedule 15 | [9 empty] | 0 |  | 0 |  | 0 | Baht |  | Baht |  | Baht |  | Baht |  | Baht |  |  | 0 | Baht |  | Baht |  | Baht |  | Baht |  |  |  |  | Baht | Baht |  |  | Baht | Baht | Baht | Baht | Baht | Baht | Baht | Baht | Baht | Baht | Baht | Baht | Baht | Baht | Baht | Baht | Baht | Baht | Baht | Baht | Baht | bar: 79 to 81
[18 empty] | 0 |  | 0 |  | 0 | [5 empty] | 0 |  | 0 |  | 0 |  | 0 |  | 0 |  | 0 |  | 0 |  | 0 |  |  |  | 0 | 0 |  |  | 0 | 0 | 0 | 0 | 0 | 0 | 0 | 0 | 0 | 0 | 0 | 0 | 0 | 0 | 0 | 0 | 0 | 0 | 0 | 0 | 0 | bar: 79 to 81
[18 empty] | 0 |  | 0 |  | 0 | [11 empty] | 0 | bar: 79 to 81
[18 empty] | 0 |  | 0 |  | 0 | [11 empty] | 0 | bar: 79 to 81
[18 empty] | 0 |  | 0 |  | 0 | [11 empty] | 0
[18 empty] | 0 |  | 0 |  | 0 | [11 empty] | 0
[18 empty] | 0 |  | 0 |  | 0 | [11 empty] | 0
[18 empty] | 0 |  | 0 |  | 0 | [11 empty] | 0
000000000000000000000000000000000000000
0000000000000000000000000000000000000000
000000000000000000000
[8 empty] | 0 | 0 |  |  |  |  | 0000000000000000000000000000000000000000000000000000000000000000000000000000000000000000000000000000
[8 empty] | 0 | 0
[8 empty] | 0 | 0
[8 empty] | 0 | 0
[8 empty] | 0 | 0
[8 empty] | 0 | 0
[8 empty] | 0 | 0
[8 empty] | 0 | 0
[8 empty] | 0 | 0
[8 empty] | 0 | 0
[8 empty] | 0 | 0
[8 empty] | 0 | 0
[8 empty] | 0 | 0
[8 empty] | 0 | 0
[8 empty] | 0 | 0
[8 empty] | 0 | 0
[8 empty] | 0 | 0
[8 empty] | 0 | 0
[8 empty] | 0 | 0
[8 empty] | 0 | 0
[8 empty] | 0 | 0
[8 empty] | 0 | 0
[8 empty] | 0 | 0
[8 empty] | 0 | 0
[8 empty] | 0 | 0
[8 empty] | 0 | 0
[8 empty] | 0 | 0
[8 empty] | 0 | 0
[8 empty] | 0 | 0
[8 empty] | 0 | 0
[8 empty] | 0 | 0
[8 empty] | 0 | 0
[8 empty] | 0 | 0
[8 empty] | 0 | 0
[8 empty] | 0 | 0
[8 empty] | 0 | 0
[8 empty] | 0 | 0
[8 empty] | 0 | 0
[8 empty] | 0 | 0
[8 empty] | 0 | 0
[8 empty] | 0 | 0
[8 empty] | 0 | 0
[8 empty] | 0 | 0
[8 empty] | 0 | 0
[8 empty] | 0 | 0
[8 empty] | 0 | 0
[8 empty] | 0 | 0
[8 empty] | 0 | 0
[8 empty] | 0 | 0
[8 empty] | 0 | 0
[8 empty] | 0 | 0
[8 empty] | 0 | 0
[8 empty] | 0 | 0
[8 empty] | 0 | 0
[8 empty] | 0 | 0
[8 empty] | 0 | 0
[8 empty] | 0 | 0
[8 empty] | 0 | 0
[8 empty] | 0 | 0
[8 empty] | 0 | 0
[8 empty] | 0 | 0
[8 empty] | 0 | 0
[8 empty] | 0 | 0
[8 empty] | 0 | 0
[8 empty] | 0 | 0
[8 empty] | 0 | 0
[8 empty] | 0 | 0
[8 empty] | 0 | 0
[8 empty] | 0 | 0
[8 empty] | 0 | 0
[8 empty] | 0 | 0
[8 empty] | 0 | 0
[8 empty] | 0 | 0
[8 empty] | 0 | 0
[8 empty] | 0 | 0
[8 empty] | 0 | 0
[8 empty] | 0 | 0
[8 empty] | 0 | 0
[8 empty] | 0 | 0
[8 empty] | 0 | 0
[8 empty] | 0 | 0
[8 empty] | 0 | 0
[8 empty] | 0 | 0
[8 empty] | 0 | 0
[8 empty] | 0 | 0
[8 empty] | 0 | 0
[8 empty] | 0 | 0
[8 empty] | 0 | 0
[8 empty] | 0 | 0
[8 empty] | 0 | 0
[8 empty] | 0 | 0
[8 empty] | 0 | 0
[8 empty] | 0 | 0
[8 empty] | 0 | 0
[8 empty] | 0 | 0
[8 empty] | 0 | 0
[8 empty] | 0 | 0
[8 empty] | 0 | 0
[8 empty] | 0 | 0
[8 empty] | 0 | 0

## _breakdown price (hidden)
INVITATION TO BID NO. VKS1-SWG-01
Schedule 1 :
[8 empty] | Breakdown Price………….. | [68 empty] | 79 | 80 | 81 | 82 | 83 | 84 | 85 | 86 | 87 | 88 | 89 | 90 | 91 | 92 | 93 | 94 | 95 | 96 | 97 | 98 | 99 | 100 | 101 | 102 | 103 | 104 | 105 | 106 | 107 | 108 | 109 | 110 | 111 | 112 | 113 | 114 | 115 | 116 | 117 | 118 | 119 | 120 | 121 | 122 | 123 | 124 | 125 | 126 | 127 | 128
[8 empty] | SUPPLY OF 115 KV COMPACT SWITCHGEAR | [62 empty] | 72 | 73 | 75 | 76 | 77 | 78 | 82: Breakdown per Item :
[8 empty] | TRANSMISSION SYSTEM FOR HYDRO-FLOATING SOLAR HYBRID PROJECT VAJIRALONGKORN DAM UNIT 1 | [68 empty] | 82: Schedule :
System :
Job No. | Substation | Delivery Required by EGAT |  |  |  | Material group | Code No. | Item No. | Description | Short Description | Drawing No. / Reference No. | Qty. | Unit | Currency | Supply of Equipment |  |  |  | Supply of Equipment |  | Supply of Equipment |  | Supply of Equipment |  |  |  | Supply of Equipment |  | Supply of Equipment |  | Supply of Equipment |  | Foreign Currency |  | Local Currency |  | Local Transportation |  | Local Transportation, Construction and Installation |  | Purchase Price Offered for Dismantled Equipment |  | Plant |  | UOM | [25 empty] | Irrelevant | Incoterm | Account Assignment | Cost Object | Fund Center |  | 105: CFR Thai Port; 107: CIF Thai Port; 109: DDP EGAT 's Store; 111: Local Transportation; 113: Custom Clearance; 115: DDP EGAT 's Store; 117: Ex-works Price; 119: Local Transportation; 121: Foreign Currency; 123: Local Currency; 125: Local Transportation to EGAT 's Store; 127: Local Transportation, Construction and Installation | Long Description | Short Description
|  | (with in months after receipt of the notification of award) | [12 empty] | Foreign Supply |  |  |  | Foreign Supply |  | Foreign Supply |  | Foreign Supply | [5 empty] | Local Supply |  | Local Supply | [16 empty] | Preference | % Import Duty | Preference | CFR Price | CIF Price | Foreign Currency | Ex-works Price | Local Currency | Local Transportation | Local Transportation, | Marine Insurance Price | Customs Clearance | Import Duty Price | VAT for Imported Equipment | VAT for Import Duty | VAT for | VAT for Ex-works Price | VAT for | VAT for | VAT for Transportation, Construction and Installation | Foreign | Local | Evaluation Price | [6 empty] | 115: ( excluding VAT ); 117: ( excluding VAT )
[5 empty] | Completion Date | [9 empty] | FOB Vessel | Cost of | CFR Thai Port |  | CIF Thai Port |  | DDP EGAT 's Store |  | Local Transportation |  | Custom Clearance |  | DDP EGAT 's Store |  | Ex-works Price |  | Local Transportation | [12 empty] | Breakdown tab |  | Proposed Price | Evaluation Price | Status | [7 empty] | to EGAT 's Store | Construction and | [5 empty] | Foreign Currency |  | Local Currency | Local Transportation |  | Price Adjustment | Price Adjustment | [7 empty] | 104: Incoterm; 105: CFR; 107: CIF; 109: DDP; 111: ZTF; 113: ZCC; 115: DDP; 117: EXW; 119: ZTL; 125: ZTT; 127: ZCN
|  | CFR Thai Port | DDP or EGAT's Store | Ex-works | [11 empty] | Transportation | [10 empty] | ( excluding VAT ) |  | ( excluding VAT ) |  | ( excluding VAT ) |  |  |  | ( excluding VAT ) |  | ( excluding VAT ) |  | ( excluding VAT ) |  | ( including VAT ) | [15 empty] | Installation | [%Insure(110%(CFR))] | [%Custom(CIF)] | [%Import Duty(CIF)] | [ %VAT(CFR/CIF) ] | [ %VAT( Import Duty) ] | [ %VAT(Foreign Currency) ] | [ %VAT(Ex-works Price) ] | [ %VAT(Local Currency) ] | to EGAT 's Store | [10 empty] | 104: Material group; 111: SV-TRN-MT; 113: SV-CTM; 119: SV-TRN-MT; 125: SV-TRN-MT; 127: SV-CVL
[16 empty] | to Thai Port | [6 empty] | Baht |  | Baht |  | Baht |  | Baht |  | Baht |  |  |  | Baht |  | Baht |  | Baht |  | Baht |  |  |  |  | Baht | Baht |  |  | Baht | Baht | Baht | Baht | Baht | Baht | Baht | Baht | Baht | Baht | Baht | Baht | Baht | Baht | Baht | Baht | Baht | Baht | Baht | Baht | Baht
|  | (month) | (month) | (month) | (month) | [9 empty] | Unit Price | Unit Price | Unit Price | Amount | Unit Price | Amount | Unit Price | Amount | Unit Price | Amount | Unit Price | Amount | Unit Price | Amount | Unit Price | Amount | Unit Price | Amount | Unit Price | Amount | Unit Price | Amount | Unit Price | Amount | Unit Price | Amount | Unit Price | Amount | [5 empty] | (Y/N) | (IPDTY) | (PRF) | (CFR) | (CIF) | (FC) | (EW) | (LC) | (LT) | (TCI) | (MI) | (CC) | ( IDP) | (VATIE) | (VATID) | (VATFC) | (VATEW) | (VATLC) | (VATLT) | (VATTCI) | (FPA) | (LPA) | (EVAPR)
0 | 0 |  |  |  | 0 | [11 empty] | 0 | 0 |  | 0 |  | 0 | [5 empty] | 0 |  | 0 |  | 0 |  | 0 |  | 0 |  | 0 |  | 0 |  | 0 |  |  | 0 | 0 | 0 |  |  | 0 | 0 | 0 | 0 | 0 | 0 | 0 | 0 | 0 | 0 | 0 | 0 | 0 | 0 | 0 | 0 | 0 | 0 | 0 | 0 | 0
0 | 0 |  |  |  | 0 | [11 empty] | 0 | 0 |  | 0 |  | 0 | [5 empty] | 0 |  | 0 |  | 0 |  | 0 |  | 0 |  | 0 |  | 0 |  | 0 |  |  | 0 | 0 | 0 |  |  | 0 | 0 | 0 | 0 | 0 | 0 | 0 | 0 | 0 | 0 | 0 | 0 | 0 | 0 | 0 | 0 | 0 | 0 | 0 | 0 | 0
0 | 0 |  |  |  | 0 | [11 empty] | 0 | 0 |  | 0 |  | 0 | [5 empty] | 0 |  | 0 |  | 0 |  | 0 |  | 0 |  | 0 |  | 0 |  | 0 |  |  | 0 | 0 | 0 |  |  | 0 | 0 | 0 | 0 | 0 | 0 | 0 | 0 | 0 | 0 | 0 | 0 | 0 | 0 | 0 | 0 | 0 | 0 | 0 | 0 | 0
0 | 0 |  |  |  | 0 | [11 empty] | 0 | 0 |  | 0 |  | 0 | [5 empty] | 0 |  | 0 |  | 0 |  | 0 |  | 0 |  | 0 |  | 0 |  | 0 |  |  | 0 | 0 | 0 |  |  | 0 | 0 | 0 | 0 | 0 | 0 | 0 | 0 | 0 | 0 | 0 | 0 | 0 | 0 | 0 | 0 | 0 | 0 | 0 | 0 | 0
0 | 0 |  |  |  | 0 | [11 empty] | 0 | 0 |  | 0 |  | 0 | [5 empty] | 0 |  | 0 |  | 0 |  | 0 |  | 0 |  | 0 |  | 0 |  | 0 |  |  | 0 | 0 | 0 |  |  | 0 | 0 | 0 | 0 | 0 | 0 | 0 | 0 | 0 | 0 | 0 | 0 | 0 | 0 | 0 | 0 | 0 | 0 | 0 | 0 | 0
0 | 0 |  |  |  | 0 | [11 empty] | 0 | 0 |  | 0 |  | 0 | [5 empty] | 0 |  | 0 |  | 0 |  | 0 |  | 0 |  | 0 |  | 0 |  | 0 |  |  | 0 | 0 | 0 |  |  | 0 | 0 | 0 | 0 | 0 | 0 | 0 | 0 | 0 | 0 | 0 | 0 | 0 | 0 | 0 | 0 | 0 | 0 | 0 | 0 | 0
0 | 0 |  |  |  | 0 | [11 empty] | 0 | 0 |  | 0 |  | 0 | [5 empty] | 0 |  | 0 |  | 0 |  | 0 |  | 0 |  | 0 |  | 0 |  | 0 |  |  | 0 | 0 | 0 |  |  | 0 | 0 | 0 | 0 | 0 | 0 | 0 | 0 | 0 | 0 | 0 | 0 | 0 | 0 | 0 | 0 | 0 | 0 | 0 | 0 | 0
0 | 0 |  |  |  | 0 | [11 empty] | 0 | 0 |  | 0 |  | 0 | [5 empty] | 0 |  | 0 |  | 0 |  | 0 |  | 0 |  | 0 |  | 0 |  | 0 |  |  | 0 | 0 | 0 |  |  | 0 | 0 | 0 | 0 | 0 | 0 | 0 | 0 | 0 | 0 | 0 | 0 | 0 | 0 | 0 | 0 | 0 | 0 | 0 | 0 | 0
0 | 0 |  |  |  | 0 | [11 empty] | 0 | 0 |  | 0 |  | 0 | [5 empty] | 0 |  | 0 |  | 0 |  | 0 |  | 0 |  | 0 |  | 0 |  | 0 |  |  | 0 | 0 | 0 |  |  | 0 | 0 | 0 | 0 | 0 | 0 | 0 | 0 | 0 | 0 | 0 | 0 | 0 | 0 | 0 | 0 | 0 | 0 | 0 | 0 | 0
0 | 0 |  |  |  | 0 | [11 empty] | 0 | 0 |  | 0 |  | 0 | [5 empty] | 0 |  | 0 |  | 0 |  | 0 |  | 0 |  | 0 |  | 0 |  | 0 |  |  | 0 | 0 | 0 |  |  | 0 | 0 | 0 | 0 | 0 | 0 | 0 | 0 | 0 | 0 | 0 | 0 | 0 | 0 | 0 | 0 | 0 | 0 | 0 | 0 | 0
0 | 0 |  |  |  | 0 | [11 empty] | 0 | 0 |  | 0 |  | 0 | [5 empty] | 0 |  | 0 |  | 0 |  | 0 |  | 0 |  | 0 |  | 0 |  | 0 |  |  | 0 | 0 | 0 |  |  | 0 | 0 | 0 | 0 | 0 | 0 | 0 | 0 | 0 | 0 | 0 | 0 | 0 | 0 | 0 | 0 | 0 | 0 | 0 | 0 | 0
0 | 0 |  |  |  | 0 | [11 empty] | 0 | 0 |  | 0 |  | 0 | [5 empty] | 0 |  | 0 |  | 0 |  | 0 |  | 0 |  | 0 |  | 0 |  | 0 |  |  | 0 | 0 | 0 |  |  | 0 | 0 | 0 | 0 | 0 | 0 | 0 | 0 | 0 | 0 | 0 | 0 | 0 | 0 | 0 | 0 | 0 | 0 | 0 | 0 | 0
0 | 0 |  |  |  | 0 | [11 empty] | 0 | 0 |  | 0 |  | 0 | [5 empty] | 0 |  | 0 |  | 0 |  | 0 |  | 0 |  | 0 |  | 0 |  | 0 |  |  | 0 | 0 | 0 |  |  | 0 | 0 | 0 | 0 | 0 | 0 | 0 | 0 | 0 | 0 | 0 | 0 | 0 | 0 | 0 | 0 | 0 | 0 | 0 | 0 | 0
0 | 0 |  |  |  | 0 | [11 empty] | 0 | 0 |  | 0 |  | 0 | [5 empty] | 0 |  | 0 |  | 0 |  | 0 |  | 0 |  | 0 |  | 0 |  | 0 |  |  | 0 | 0 | 0 |  |  | 0 | 0 | 0 | 0 | 0 | 0 | 0 | 0 | 0 | 0 | 0 | 0 | 0 | 0 | 0 | 0 | 0 | 0 | 0 | 0 | 0
0 | 0 |  |  |  | 0 | [11 empty] | 0 | 0 |  | 0 |  | 0 | [5 empty] | 0 |  | 0 |  | 0 |  | 0 |  | 0 |  | 0 |  | 0 |  | 0 |  |  | 0 | 0 | 0 |  |  | 0 | 0 | 0 | 0 | 0 | 0 | 0 | 0 | 0 | 0 | 0 | 0 | 0 | 0 | 0 | 0 | 0 | 0 | 0 | 0 | 0
0 | 0 |  |  |  | 0 | [11 empty] | 0 | 0 |  | 0 |  | 0 | [5 empty] | 0 |  | 0 |  | 0 |  | 0 |  | 0 |  | 0 |  | 0 |  | 0 |  |  | 0 | 0 | 0 |  |  | 0 | 0 | 0 | 0 | 0 | 0 | 0 | 0 | 0 | 0 | 0 | 0 | 0 | 0 | 0 | 0 | 0 | 0 | 0 | 0 | 0
0 | 0 |  |  |  | 0 | [11 empty] | 0 | 0 |  | 0 |  | 0 | [5 empty] | 0 |  | 0 |  | 0 |  | 0 |  | 0 |  | 0 |  | 0 |  | 0 |  |  | 0 | 0 | 0 |  |  | 0 | 0 | 0 | 0 | 0 | 0 | 0 | 0 | 0 | 0 | 0 | 0 | 0 | 0 | 0 | 0 | 0 | 0 | 0 | 0 | 0
0 | 0 |  |  |  | 0 | [11 empty] | 0 | 0 |  | 0 |  | 0 | [5 empty] | 0 |  | 0 |  | 0 |  | 0 |  | 0 |  | 0 |  | 0 |  | 0 |  |  | 0 | 0 | 0 |  |  | 0 | 0 | 0 | 0 | 0 | 0 | 0 | 0 | 0 | 0 | 0 | 0 | 0 | 0 | 0 | 0 | 0 | 0 | 0 | 0 | 0
0 | 0 |  |  |  | 0 | [11 empty] | 0 | 0 |  | 0 |  | 0 | [5 empty] | 0 |  | 0 |  | 0 |  | 0 |  | 0 |  | 0 |  | 0 |  | 0 |  |  | 0 | 0 | 0 |  |  | 0 | 0 | 0 | 0 | 0 | 0 | 0 | 0 | 0 | 0 | 0 | 0 | 0 | 0 | 0 | 0 | 0 | 0 | 0 | 0 | 0
0 | 0 |  |  |  | 0 | [11 empty] | 0 | 0 |  | 0 |  | 0 | [5 empty] | 0 |  | 0 |  | 0 |  | 0 |  | 0 |  | 0 |  | 0 |  | 0 |  |  | 0 | 0 | 0 |  |  | 0 | 0 | 0 | 0 | 0 | 0 | 0 | 0 | 0 | 0 | 0 | 0 | 0 | 0 | 0 | 0 | 0 | 0 | 0 | 0 | 0
0 | 0 |  |  |  | 0 | [11 empty] | 0 | 0 |  | 0 |  | 0 | [5 empty] | 0 |  | 0 |  | 0 |  | 0 |  | 0 |  | 0 |  | 0 |  | 0 |  |  | 0 | 0 | 0 |  |  | 0 | 0 | 0 | 0 | 0 | 0 | 0 | 0 | 0 | 0 | 0 | 0 | 0 | 0 | 0 | 0 | 0 | 0 | 0 | 0 | 0
0 | 0 |  |  |  | 0 | [11 empty] | 0 | 0 |  | 0 |  | 0 | [5 empty] | 0 |  | 0 |  | 0 |  | 0 |  | 0 |  | 0 |  | 0 |  | 0 |  |  | 0 | 0 | 0 |  |  | 0 | 0 | 0 | 0 | 0 | 0 | 0 | 0 | 0 | 0 | 0 | 0 | 0 | 0 | 0 | 0 | 0 | 0 | 0 | 0 | 0
0 | 0 |  |  |  | 0 | [11 empty] | 0 | 0 |  | 0 |  | 0 | [5 empty] | 0 |  | 0 |  | 0 |  | 0 |  | 0 |  | 0 |  | 0 |  | 0 |  |  | 0 | 0 | 0 |  |  | 0 | 0 | 0 | 0 | 0 | 0 | 0 | 0 | 0 | 0 | 0 | 0 | 0 | 0 | 0 | 0 | 0 | 0 | 0 | 0 | 0
0 | 0 |  |  |  | 0 | [11 empty] | 0 | 0 |  | 0 |  | 0 | [5 empty] | 0 |  | 0 |  | 0 |  | 0 |  | 0 |  | 0 |  | 0 |  | 0 |  |  | 0 | 0 | 0 |  |  | 0 | 0 | 0 | 0 | 0 | 0 | 0 | 0 | 0 | 0 | 0 | 0 | 0 | 0 | 0 | 0 | 0 | 0 | 0 | 0 | 0
0 | 0 |  |  |  | 0 | [11 empty] | 0 | 0 |  | 0 |  | 0 | [5 empty] | 0 |  | 0 |  | 0 |  | 0 |  | 0 |  | 0 |  | 0 |  | 0 |  |  | 0 | 0 | 0 |  |  | 0 | 0 | 0 | 0 | 0 | 0 | 0 | 0 | 0 | 0 | 0 | 0 | 0 | 0 | 0 | 0 | 0 | 0 | 0 | 0 | 0
0 | 0 |  |  |  | 0 | [11 empty] | 0 | 0 |  | 0 |  | 0 | [5 empty] | 0 |  | 0 |  | 0 |  | 0 |  | 0 |  | 0 |  | 0 |  | 0 |  |  | 0 | 0 | 0 |  |  | 0 | 0 | 0 | 0 | 0 | 0 | 0 | 0 | 0 | 0 | 0 | 0 | 0 | 0 | 0 | 0 | 0 | 0 | 0 | 0 | 0
0 | 0 |  |  |  | 0 | [11 empty] | 0 | 0 |  | 0 |  | 0 | [5 empty] | 0 |  | 0 |  | 0 |  | 0 |  | 0 |  | 0 |  | 0 |  | 0 |  |  | 0 | 0 | 0 |  |  | 0 | 0 | 0 | 0 | 0 | 0 | 0 | 0 | 0 | 0 | 0 | 0 | 0 | 0 | 0 | 0 | 0 | 0 | 0 | 0 | 0
0 | 0 |  |  |  | 0 | [11 empty] | 0 | 0 |  | 0 |  | 0 | [5 empty] | 0 |  | 0 |  | 0 |  | 0 |  | 0 |  | 0 |  | 0 |  | 0 |  |  | 0 | 0 | 0 |  |  | 0 | 0 | 0 | 0 | 0 | 0 | 0 | 0 | 0 | 0 | 0 | 0 | 0 | 0 | 0 | 0 | 0 | 0 | 0 | 0 | 0
0 | 0 |  |  |  | 0 | [11 empty] | 0 | 0 |  | 0 |  | 0 | [5 empty] | 0 |  | 0 |  | 0 |  | 0 |  | 0 |  | 0 |  | 0 |  | 0 |  |  | 0 | 0 | 0 |  |  | 0 | 0 | 0 | 0 | 0 | 0 | 0 | 0 | 0 | 0 | 0 | 0 | 0 | 0 | 0 | 0 | 0 | 0 | 0 | 0 | 0
0 | 0 |  |  |  | 0 | [11 empty] | 0 | 0 |  | 0 |  | 0 | [5 empty] | 0 |  | 0 |  | 0 |  | 0 |  | 0 |  | 0 |  | 0 |  | 0 |  |  | 0 | 0 | 0 |  |  | 0 | 0 | 0 | 0 | 0 | 0 | 0 | 0 | 0 | 0 | 0 | 0 | 0 | 0 | 0 | 0 | 0 | 0 | 0 | 0 | 0
0 | 0 |  |  |  | 0 | [11 empty] | 0 | 0 |  | 0 |  | 0 | [5 empty] | 0 |  | 0 |  | 0 |  | 0 |  | 0 |  | 0 |  | 0 |  | 0 |  |  | 0 | 0 | 0 |  |  | 0 | 0 | 0 | 0 | 0 | 0 | 0 | 0 | 0 | 0 | 0 | 0 | 0 | 0 | 0 | 0 | 0 | 0 | 0 | 0 | 0
0 | 0 |  |  |  | 0 | [11 empty] | 0 | 0 |  | 0 |  | 0 | [5 empty] | 0 |  | 0 |  | 0 |  | 0 |  | 0 |  | 0 |  | 0 |  | 0 |  |  | 0 | 0 | 0 |  |  | 0 | 0 | 0 | 0 | 0 | 0 | 0 | 0 | 0 | 0 | 0 | 0 | 0 | 0 | 0 | 0 | 0 | 0 | 0 | 0 | 0
0 | 0 |  |  |  | 0 | [11 empty] | 0 | 0 |  | 0 |  | 0 | [5 empty] | 0 |  | 0 |  | 0 |  | 0 |  | 0 |  | 0 |  | 0 |  | 0 |  |  | 0 | 0 | 0 |  |  | 0 | 0 | 0 | 0 | 0 | 0 | 0 | 0 | 0 | 0 | 0 | 0 | 0 | 0 | 0 | 0 | 0 | 0 | 0 | 0 | 0
0 | 0 |  |  |  | 0 | [11 empty] | 0 | 0 |  | 0 |  | 0 | [5 empty] | 0 |  | 0 |  | 0 |  | 0 |  | 0 |  | 0 |  | 0 |  | 0 |  |  | 0 | 0 | 0 |  |  | 0 | 0 | 0 | 0 | 0 | 0 | 0 | 0 | 0 | 0 | 0 | 0 | 0 | 0 | 0 | 0 | 0 | 0 | 0 | 0 | 0
0 | 0 |  |  |  | 0 | [11 empty] | 0 | 0 |  | 0 |  | 0 | [5 empty] | 0 |  | 0 |  | 0 |  | 0 |  | 0 |  | 0 |  | 0 |  | 0 |  |  | 0 | 0 | 0 |  |  | 0 | 0 | 0 | 0 | 0 | 0 | 0 | 0 | 0 | 0 | 0 | 0 | 0 | 0 | 0 | 0 | 0 | 0 | 0 | 0 | 0
0 | 0 |  |  |  | 0 | [11 empty] | 0 | 0 |  | 0 |  | 0 | [5 empty] | 0 |  | 0 |  | 0 |  | 0 |  | 0 |  | 0 |  | 0 |  | 0 |  |  | 0 | 0 | 0 |  |  | 0 | 0 | 0 | 0 | 0 | 0 | 0 | 0 | 0 | 0 | 0 | 0 | 0 | 0 | 0 | 0 | 0 | 0 | 0 | 0 | 0
0 | 0 |  |  |  | 0 | [11 empty] | 0 | 0 |  | 0 |  | 0 | [5 empty] | 0 |  | 0 |  | 0 |  | 0 |  | 0 |  | 0 |  | 0 |  | 0 |  |  | 0 | 0 | 0 |  |  | 0 | 0 | 0 | 0 | 0 | 0 | 0 | 0 | 0 | 0 | 0 | 0 | 0 | 0 | 0 | 0 | 0 | 0 | 0 | 0 | 0
0 | 0 |  |  |  | 0 | [11 empty] | 0 | 0 |  | 0 |  | 0 | [5 empty] | 0 |  | 0 |  | 0 |  | 0 |  | 0 |  | 0 |  | 0 |  | 0 |  |  | 0 | 0 | 0 |  |  | 0 | 0 | 0 | 0 | 0 | 0 | 0 | 0 | 0 | 0 | 0 | 0 | 0 | 0 | 0 | 0 | 0 | 0 | 0 | 0 | 0
0 | 0 |  |  |  | 0 | [11 empty] | 0 | 0 |  | 0 |  | 0 | [5 empty] | 0 |  | 0 |  | 0 |  | 0 |  | 0 |  | 0 |  | 0 |  | 0 |  |  | 0 | 0 | 0 |  |  | 0 | 0 | 0 | 0 | 0 | 0 | 0 | 0 | 0 | 0 | 0 | 0 | 0 | 0 | 0 | 0 | 0 | 0 | 0 | 0 | 0
0 | 0 |  |  |  | 0 | [11 empty] | 0 | 0 |  | 0 |  | 0 | [5 empty] | 0 |  | 0 |  | 0 |  | 0 |  | 0 |  | 0 |  | 0 |  | 0 |  |  | 0 | 0 | 0 |  |  | 0 | 0 | 0 | 0 | 0 | 0 | 0 | 0 | 0 | 0 | 0 | 0 | 0 | 0 | 0 | 0 | 0 | 0 | 0 | 0 | 0
0 | 0 |  |  |  | 0 | [11 empty] | 0 | 0 |  | 0 |  | 0 | [5 empty] | 0 |  | 0 |  | 0 |  | 0 |  | 0 |  | 0 |  | 0 |  | 0 |  |  | 0 | 0 | 0 |  |  | 0 | 0 | 0 | 0 | 0 | 0 | 0 | 0 | 0 | 0 | 0 | 0 | 0 | 0 | 0 | 0 | 0 | 0 | 0 | 0 | 0
0 | 0 |  |  |  | 0 | [11 empty] | 0 | 0 |  | 0 |  | 0 | [5 empty] | 0 |  | 0 |  | 0 |  | 0 |  | 0 |  | 0 |  | 0 |  | 0 |  |  | 0 | 0 | 0 |  |  | 0 | 0 | 0 | 0 | 0 | 0 | 0 | 0 | 0 | 0 | 0 | 0 | 0 | 0 | 0 | 0 | 0 | 0 | 0 | 0 | 0
0 | 0 |  |  |  | 0 | [11 empty] | 0 | 0 |  | 0 |  | 0 | [5 empty] | 0 |  | 0 |  | 0 |  | 0 |  | 0 |  | 0 |  | 0 |  | 0 |  |  | 0 | 0 | 0 |  |  | 0 | 0 | 0 | 0 | 0 | 0 | 0 | 0 | 0 | 0 | 0 | 0 | 0 | 0 | 0 | 0 | 0 | 0 | 0 | 0 | 0
0 | 0 |  |  |  | 0 | [11 empty] | 0 | 0 |  | 0 |  | 0 | [5 empty] | 0 |  | 0 |  | 0 |  | 0 |  | 0 |  | 0 |  | 0 |  | 0 |  |  | 0 | 0 | 0 |  |  | 0 | 0 | 0 | 0 | 0 | 0 | 0 | 0 | 0 | 0 | 0 | 0 | 0 | 0 | 0 | 0 | 0 | 0 | 0 | 0 | 0
0 | 0 |  |  |  | 0 | [11 empty] | 0 | 0 |  | 0 |  | 0 | [5 empty] | 0 |  | 0 |  | 0 |  | 0 |  | 0 |  | 0 |  | 0 |  | 0 |  |  | 0 | 0 | 0 |  |  | 0 | 0 | 0 | 0 | 0 | 0 | 0 | 0 | 0 | 0 | 0 | 0 | 0 | 0 | 0 | 0 | 0 | 0 | 0 | 0 | 0
0 | 0 |  |  |  | 0 | [11 empty] | 0 | 0 |  | 0 |  | 0 | [5 empty] | 0 |  | 0 |  | 0 |  | 0 |  | 0 |  | 0 |  | 0 |  | 0 |  |  | 0 | 0 | 0 |  |  | 0 | 0 | 0 | 0 | 0 | 0 | 0 | 0 | 0 | 0 | 0 | 0 | 0 | 0 | 0 | 0 | 0 | 0 | 0 | 0 | 0
0 | 0 |  |  |  | 0 | [11 empty] | 0 | 0 |  | 0 |  | 0 | [5 empty] | 0 |  | 0 |  | 0 |  | 0 |  | 0 |  | 0 |  | 0 |  | 0 |  |  | 0 | 0 | 0 |  |  | 0 | 0 | 0 | 0 | 0 | 0 | 0 | 0 | 0 | 0 | 0 | 0 | 0 | 0 | 0 | 0 | 0 | 0 | 0 | 0 | 0
0 | 0 |  |  |  | 0 | [11 empty] | 0 | 0 |  | 0 |  | 0 | [5 empty] | 0 |  | 0 |  | 0 |  | 0 |  | 0 |  | 0 |  | 0 |  | 0 |  |  | 0 | 0 | 0 |  |  | 0 | 0 | 0 | 0 | 0 | 0 | 0 | 0 | 0 | 0 | 0 | 0 | 0 | 0 | 0 | 0 | 0 | 0 | 0 | 0 | 0
0 | 0 |  |  |  | 0 | [11 empty] | 0 | 0 |  | 0 |  | 0 | [5 empty] | 0 |  | 0 |  | 0 |  | 0 |  | 0 |  | 0 |  | 0 |  | 0 |  |  | 0 | 0 | 0 |  |  | 0 | 0 | 0 | 0 | 0 | 0 | 0 | 0 | 0 | 0 | 0 | 0 | 0 | 0 | 0 | 0 | 0 | 0 | 0 | 0 | 0
0 | 0 |  |  |  | 0 | [11 empty] | 0 | 0 |  | 0 |  | 0 | [5 empty] | 0 |  | 0 |  | 0 |  | 0 |  | 0 |  | 0 |  | 0 |  | 0 |  |  | 0 | 0 | 0 |  |  | 0 | 0 | 0 | 0 | 0 | 0 | 0 | 0 | 0 | 0 | 0 | 0 | 0 | 0 | 0 | 0 | 0 | 0 | 0 | 0 | 0
0 | 0 |  |  |  | 0 | [11 empty] | 0 | 0 |  | 0 |  | 0 | [5 empty] | 0 |  | 0 |  | 0 |  | 0 |  | 0 |  | 0 |  | 0 |  | 0 |  |  | 0 | 0 | 0 |  |  | 0 | 0 | 0 | 0 | 0 | 0 | 0 | 0 | 0 | 0 | 0 | 0 | 0 | 0 | 0 | 0 | 0 | 0 | 0 | 0 | 0
0 | 0 |  |  |  | 0 | [11 empty] | 0 | 0 |  | 0 |  | 0 | [5 empty] | 0 |  | 0 |  | 0 |  | 0 |  | 0 |  | 0 |  | 0 |  | 0 |  |  | 0 | 0 | 0 |  |  | 0 | 0 | 0 | 0 | 0 | 0 | 0 | 0 | 0 | 0 | 0 | 0 | 0 | 0 | 0 | 0 | 0 | 0 | 0 | 0 | 0
0 | 0 |  |  |  | 0 | [11 empty] | 0 | 0 |  | 0 |  | 0 | [5 empty] | 0 |  | 0 |  | 0 |  | 0 |  | 0 |  | 0 |  | 0 |  | 0 |  |  | 0 | 0 | 0 |  |  | 0 | 0 | 0 | 0 | 0 | 0 | 0 | 0 | 0 | 0 | 0 | 0 | 0 | 0 | 0 | 0 | 0 | 0 | 0 | 0 | 0
0 | 0 |  |  |  | 0 | [11 empty] | 0 | 0 |  | 0 |  | 0 | [5 empty] | 0 |  | 0 |  | 0 |  | 0 |  | 0 |  | 0 |  | 0 |  | 0 |  |  | 0 | 0 | 0 |  |  | 0 | 0 | 0 | 0 | 0 | 0 | 0 | 0 | 0 | 0 | 0 | 0 | 0 | 0 | 0 | 0 | 0 | 0 | 0 | 0 | 0
0 | 0 |  |  |  | 0 | [11 empty] | 0 | 0 |  | 0 |  | 0 | [5 empty] | 0 |  | 0 |  | 0 |  | 0 |  | 0 |  | 0 |  | 0 |  | 0 |  |  | 0 | 0 | 0 |  |  | 0 | 0 | 0 | 0 | 0 | 0 | 0 | 0 | 0 | 0 | 0 | 0 | 0 | 0 | 0 | 0 | 0 | 0 | 0 | 0 | 0
0 | 0 |  |  |  | 0 | [11 empty] | 0 | 0 |  | 0 |  | 0 | [5 empty] | 0 |  | 0 |  | 0 |  | 0 |  | 0 |  | 0 |  | 0 |  | 0 |  |  | 0 | 0 | 0 |  |  | 0 | 0 | 0 | 0 | 0 | 0 | 0 | 0 | 0 | 0 | 0 | 0 | 0 | 0 | 0 | 0 | 0 | 0 | 0 | 0 | 0
0 | 0 |  |  |  | 0 | [11 empty] | 0 | 0 |  | 0 |  | 0 | [5 empty] | 0 |  | 0 |  | 0 |  | 0 |  | 0 |  | 0 |  | 0 |  | 0 |  |  | 0 | 0 | 0 |  |  | 0 | 0 | 0 | 0 | 0 | 0 | 0 | 0 | 0 | 0 | 0 | 0 | 0 | 0 | 0 | 0 | 0 | 0 | 0 | 0 | 0
0 | 0 |  |  |  | 0 | [11 empty] | 0 | 0 |  | 0 |  | 0 | [5 empty] | 0 |  | 0 |  | 0 |  | 0 |  | 0 |  | 0 |  | 0 |  | 0 |  |  | 0 | 0 | 0 |  |  | 0 | 0 | 0 | 0 | 0 | 0 | 0 | 0 | 0 | 0 | 0 | 0 | 0 | 0 | 0 | 0 | 0 | 0 | 0 | 0 | 0
0 | 0 |  |  |  | 0 | [11 empty] | 0 | 0 |  | 0 |  | 0 | [5 empty] | 0 |  | 0 |  | 0 |  | 0 |  | 0 |  | 0 |  | 0 |  | 0 |  |  | 0 | 0 | 0 |  |  | 0 | 0 | 0 | 0 | 0 | 0 | 0 | 0 | 0 | 0 | 0 | 0 | 0 | 0 | 0 | 0 | 0 | 0 | 0 | 0 | 0
0 | 0 |  |  |  | 0 | [11 empty] | 0 | 0 |  | 0 |  | 0 | [5 empty] | 0 |  | 0 |  | 0 |  | 0 |  | 0 |  | 0 |  | 0 |  | 0 |  |  | 0 | 0 | 0 |  |  | 0 | 0 | 0 | 0 | 0 | 0 | 0 | 0 | 0 | 0 | 0 | 0 | 0 | 0 | 0 | 0 | 0 | 0 | 0 | 0 | 0
0 | 0 |  |  |  | 0 | [11 empty] | 0 | 0 |  | 0 |  | 0 | [5 empty] | 0 |  | 0 |  | 0 |  | 0 |  | 0 |  | 0 |  | 0 |  | 0 |  |  | 0 | 0 | 0 |  |  | 0 | 0 | 0 | 0 | 0 | 0 | 0 | 0 | 0 | 0 | 0 | 0 | 0 | 0 | 0 | 0 | 0 | 0 | 0 | 0 | 0
0 | 0 |  |  |  | 0 | [11 empty] | 0 | 0 |  | 0 |  | 0 | [5 empty] | 0 |  | 0 |  | 0 |  | 0 |  | 0 |  | 0 |  | 0 |  | 0 |  |  | 0 | 0 | 0 |  |  | 0 | 0 | 0 | 0 | 0 | 0 | 0 | 0 | 0 | 0 | 0 | 0 | 0 | 0 | 0 | 0 | 0 | 0 | 0 | 0 | 0
0 | 0 |  |  |  | 0 | [11 empty] | 0 | 0 |  | 0 |  | 0 | [5 empty] | 0 |  | 0 |  | 0 |  | 0 |  | 0 |  | 0 |  | 0 |  | 0 |  |  | 0 | 0 | 0 |  |  | 0 | 0 | 0 | 0 | 0 | 0 | 0 | 0 | 0 | 0 | 0 | 0 | 0 | 0 | 0 | 0 | 0 | 0 | 0 | 0 | 0
0 | 0 |  |  |  | 0 | [11 empty] | 0 | 0 |  | 0 |  | 0 | [5 empty] | 0 |  | 0 |  | 0 |  | 0 |  | 0 |  | 0 |  | 0 |  | 0 |  |  | 0 | 0 | 0 |  |  | 0 | 0 | 0 | 0 | 0 | 0 | 0 | 0 | 0 | 0 | 0 | 0 | 0 | 0 | 0 | 0 | 0 | 0 | 0 | 0 | 0
0 | 0 |  |  |  | 0 | [11 empty] | 0 | 0 |  | 0 |  | 0 | [5 empty] | 0 |  | 0 |  | 0 |  | 0 |  | 0 |  | 0 |  | 0 |  | 0 |  |  | 0 | 0 | 0 |  |  | 0 | 0 | 0 | 0 | 0 | 0 | 0 | 0 | 0 | 0 | 0 | 0 | 0 | 0 | 0 | 0 | 0 | 0 | 0 | 0 | 0
0 | 0 |  |  |  | 0 | [11 empty] | 0 | 0 |  | 0 |  | 0 | [5 empty] | 0 |  | 0 |  | 0 |  | 0 |  | 0 |  | 0 |  | 0 |  | 0 |  |  | 0 | 0 | 0 |  |  | 0 | 0 | 0 | 0 | 0 | 0 | 0 | 0 | 0 | 0 | 0 | 0 | 0 | 0 | 0 | 0 | 0 | 0 | 0 | 0 | 0
0 | 0 |  |  |  | 0 | [11 empty] | 0 | 0 |  | 0 |  | 0 | [5 empty] | 0 |  | 0 |  | 0 |  | 0 |  | 0 |  | 0 |  | 0 |  | 0 |  |  | 0 | 0 | 0 |  |  | 0 | 0 | 0 | 0 | 0 | 0 | 0 | 0 | 0 | 0 | 0 | 0 | 0 | 0 | 0 | 0 | 0 | 0 | 0 | 0 | 0
0 | 0 |  |  |  | 0 | [11 empty] | 0 | 0 |  | 0 |  | 0 | [5 empty] | 0 |  | 0 |  | 0 |  | 0 |  | 0 |  | 0 |  | 0 |  | 0 |  |  | 0 | 0 | 0 |  |  | 0 | 0 | 0 | 0 | 0 | 0 | 0 | 0 | 0 | 0 | 0 | 0 | 0 | 0 | 0 | 0 | 0 | 0 | 0 | 0 | 0
0 | 0 |  |  |  | 0 | [11 empty] | 0 | 0 |  | 0 |  | 0 | [5 empty] | 0 |  | 0 |  | 0 |  | 0 |  | 0 |  | 0 |  | 0 |  | 0 |  |  | 0 | 0 | 0 |  |  | 0 | 0 | 0 | 0 | 0 | 0 | 0 | 0 | 0 | 0 | 0 | 0 | 0 | 0 | 0 | 0 | 0 | 0 | 0 | 0 | 0
0 | 0 |  |  |  | 0 | [11 empty] | 0 | 0 |  | 0 |  | 0 | [5 empty] | 0 |  | 0 |  | 0 |  | 0 |  | 0 |  | 0 |  | 0 |  | 0 |  |  | 0 | 0 | 0 |  |  | 0 | 0 | 0 | 0 | 0 | 0 | 0 | 0 | 0 | 0 | 0 | 0 | 0 | 0 | 0 | 0 | 0 | 0 | 0 | 0 | 0
0 | 0 |  |  |  | 0 | [11 empty] | 0 | 0 |  | 0 |  | 0 | [5 empty] | 0 |  | 0 |  | 0 |  | 0 |  | 0 |  | 0 |  | 0 |  | 0 |  |  | 0 | 0 | 0 |  |  | 0 | 0 | 0 | 0 | 0 | 0 | 0 | 0 | 0 | 0 | 0 | 0 | 0 | 0 | 0 | 0 | 0 | 0 | 0 | 0 | 0
0 | 0 |  |  |  | 0 | [11 empty] | 0 | 0 |  | 0 |  | 0 | [5 empty] | 0 |  | 0 |  | 0 |  | 0 |  | 0 |  | 0 |  | 0 |  | 0 |  |  | 0 | 0 | 0 |  |  | 0 | 0 | 0 | 0 | 0 | 0 | 0 | 0 | 0 | 0 | 0 | 0 | 0 | 0 | 0 | 0 | 0 | 0 | 0 | 0 | 0
0 | 0 |  |  |  | 0 | [11 empty] | 0 | 0 |  | 0 |  | 0 | [5 empty] | 0 |  | 0 |  | 0 |  | 0 |  | 0 |  | 0 |  | 0 |  | 0 |  |  | 0 | 0 | 0 |  |  | 0 | 0 | 0 | 0 | 0 | 0 | 0 | 0 | 0 | 0 | 0 | 0 | 0 | 0 | 0 | 0 | 0 | 0 | 0 | 0 | 0
0 | 0 |  |  |  | 0 | [11 empty] | 0 | 0 |  | 0 |  | 0 | [5 empty] | 0 |  | 0 |  | 0 |  | 0 |  | 0 |  | 0 |  | 0 |  | 0 |  |  | 0 | 0 | 0 |  |  | 0 | 0 | 0 | 0 | 0 | 0 | 0 | 0 | 0 | 0 | 0 | 0 | 0 | 0 | 0 | 0 | 0 | 0 | 0 | 0 | 0
0 | 0 |  |  |  | 0 | [11 empty] | 0 | 0 |  | 0 |  | 0 | [5 empty] | 0 |  | 0 |  | 0 |  | 0 |  | 0 |  | 0 |  | 0 |  | 0 |  |  | 0 | 0 | 0 |  |  | 0 | 0 | 0 | 0 | 0 | 0 | 0 | 0 | 0 | 0 | 0 | 0 | 0 | 0 | 0 | 0 | 0 | 0 | 0 | 0 | 0
0 | 0 |  |  |  | 0 | [11 empty] | 0 | 0 |  | 0 |  | 0 | [5 empty] | 0 |  | 0 |  | 0 |  | 0 |  | 0 |  | 0 |  | 0 |  | 0 |  |  | 0 | 0 | 0 |  |  | 0 | 0 | 0 | 0 | 0 | 0 | 0 | 0 | 0 | 0 | 0 | 0 | 0 | 0 | 0 | 0 | 0 | 0 | 0 | 0 | 0
0 | 0 |  |  |  | 0 | [11 empty] | 0 | 0 |  | 0 |  | 0 | [5 empty] | 0 |  | 0 |  | 0 |  | 0 |  | 0 |  | 0 |  | 0 |  | 0 |  |  | 0 | 0 | 0 |  |  | 0 | 0 | 0 | 0 | 0 | 0 | 0 | 0 | 0 | 0 | 0 | 0 | 0 | 0 | 0 | 0 | 0 | 0 | 0 | 0 | 0
0 | 0 |  |  |  | 0 | [11 empty] | 0 | 0 |  | 0 |  | 0 | [5 empty] | 0 |  | 0 |  | 0 |  | 0 |  | 0 |  | 0 |  | 0 |  | 0 |  |  | 0 | 0 | 0 |  |  | 0 | 0 | 0 | 0 | 0 | 0 | 0 | 0 | 0 | 0 | 0 | 0 | 0 | 0 | 0 | 0 | 0 | 0 | 0 | 0 | 0
0 | 0 |  |  |  | 0 | [11 empty] | 0 | 0 |  | 0 |  | 0 | [5 empty] | 0 |  | 0 |  | 0 |  | 0 |  | 0 |  | 0 |  | 0 |  | 0 |  |  | 0 | 0 | 0 |  |  | 0 | 0 | 0 | 0 | 0 | 0 | 0 | 0 | 0 | 0 | 0 | 0 | 0 | 0 | 0 | 0 | 0 | 0 | 0 | 0 | 0
0 | 0 |  |  |  | 0 | [11 empty] | 0 | 0 |  | 0 |  | 0 | [5 empty] | 0 |  | 0 |  | 0 |  | 0 |  | 0 |  | 0 |  | 0 |  | 0 |  |  | 0 | 0 | 0 |  |  | 0 | 0 | 0 | 0 | 0 | 0 | 0 | 0 | 0 | 0 | 0 | 0 | 0 | 0 | 0 | 0 | 0 | 0 | 0 | 0 | 0
0 | 0 |  |  |  | 0 | [11 empty] | 0 | 0 |  | 0 |  | 0 | [5 empty] | 0 |  | 0 |  | 0 |  | 0 |  | 0 |  | 0 |  | 0 |  | 0 |  |  | 0 | 0 | 0 |  |  | 0 | 0 | 0 | 0 | 0 | 0 | 0 | 0 | 0 | 0 | 0 | 0 | 0 | 0 | 0 | 0 | 0 | 0 | 0 | 0 | 0
0 | 0 |  |  |  | 0 | [11 empty] | 0 | 0 |  | 0 |  | 0 | [5 empty] | 0 |  | 0 |  | 0 |  | 0 |  | 0 |  | 0 |  | 0 |  | 0 |  |  | 0 | 0 | 0 |  |  | 0 | 0 | 0 | 0 | 0 | 0 | 0 | 0 | 0 | 0 | 0 | 0 | 0 | 0 | 0 | 0 | 0 | 0 | 0 | 0 | 0
0 | 0 |  |  |  | 0 | [11 empty] | 0 | 0 |  | 0 |  | 0 | [5 empty] | 0 |  | 0 |  | 0 |  | 0 |  | 0 |  | 0 |  | 0 |  | 0 |  |  | 0 | 0 | 0 |  |  | 0 | 0 | 0 | 0 | 0 | 0 | 0 | 0 | 0 | 0 | 0 | 0 | 0 | 0 | 0 | 0 | 0 | 0 | 0 | 0 | 0
0 | 0 |  |  |  | 0 | [11 empty] | 0 | 0 |  | 0 |  | 0 | [5 empty] | 0 |  | 0 |  | 0 |  | 0 |  | 0 |  | 0 |  | 0 |  | 0 |  |  | 0 | 0 | 0 |  |  | 0 | 0 | 0 | 0 | 0 | 0 | 0 | 0 | 0 | 0 | 0 | 0 | 0 | 0 | 0 | 0 | 0 | 0 | 0 | 0 | 0
0 | 0 |  |  |  | 0 | [11 empty] | 0 | 0 |  | 0 |  | 0 | [5 empty] | 0 |  | 0 |  | 0 |  | 0 |  | 0 |  | 0 |  | 0 |  | 0 |  |  | 0 | 0 | 0 |  |  | 0 | 0 | 0 | 0 | 0 | 0 | 0 | 0 | 0 | 0 | 0 | 0 | 0 | 0 | 0 | 0 | 0 | 0 | 0 | 0 | 0
0 | 0 |  |  |  | 0 | [11 empty] | 0 | 0 |  | 0 |  | 0 | [5 empty] | 0 |  | 0 |  | 0 |  | 0 |  | 0 |  | 0 |  | 0 |  | 0 |  |  | 0 | 0 | 0 |  |  | 0 | 0 | 0 | 0 | 0 | 0 | 0 | 0 | 0 | 0 | 0 | 0 | 0 | 0 | 0 | 0 | 0 | 0 | 0 | 0 | 0
0 | 0 |  |  |  | 0 | [11 empty] | 0 | 0 |  | 0 |  | 0 | [5 empty] | 0 |  | 0 |  | 0 |  | 0 |  | 0 |  | 0 |  | 0 |  | 0 |  |  | 0 | 0 | 0 |  |  | 0 | 0 | 0 | 0 | 0 | 0 | 0 | 0 | 0 | 0 | 0 | 0 | 0 | 0 | 0 | 0 | 0 | 0 | 0 | 0 | 0
0 | 0 |  |  |  | 0 | [11 empty] | 0 | 0 |  | 0 |  | 0 | [5 empty] | 0 |  | 0 |  | 0 |  | 0 |  | 0 |  | 0 |  | 0 |  | 0 |  |  | 0 | 0 | 0 |  |  | 0 | 0 | 0 | 0 | 0 | 0 | 0 | 0 | 0 | 0 | 0 | 0 | 0 | 0 | 0 | 0 | 0 | 0 | 0 | 0 | 0
0 | 0 |  |  |  | 0 | [11 empty] | 0 | 0 |  | 0 |  | 0 | [5 empty] | 0 |  | 0 |  | 0 |  | 0 |  | 0 |  | 0 |  | 0 |  | 0 |  |  | 0 | 0 | 0 |  |  | 0 | 0 | 0 | 0 | 0 | 0 | 0 | 0 | 0 | 0 | 0 | 0 | 0 | 0 | 0 | 0 | 0 | 0 | 0 | 0 | 0
0 | 0 |  |  |  | 0 | [11 empty] | 0 | 0 |  | 0 |  | 0 | [5 empty] | 0 |  | 0 |  | 0 |  | 0 |  | 0 |  | 0 |  | 0 |  | 0 |  |  | 0 | 0 | 0 |  |  | 0 | 0 | 0 | 0 | 0 | 0 | 0 | 0 | 0 | 0 | 0 | 0 | 0 | 0 | 0 | 0 | 0 | 0 | 0 | 0 | 0
0 | 0 |  |  |  | 0 | [11 empty] | 0 | 0 |  | 0 |  | 0 | [5 empty] | 0 |  | 0 |  | 0 |  | 0 |  | 0 |  | 0 |  | 0 |  | 0 |  |  | 0 | 0 | 0 |  |  | 0 | 0 | 0 | 0 | 0 | 0 | 0 | 0 | 0 | 0 | 0 | 0 | 0 | 0 | 0 | 0 | 0 | 0 | 0 | 0 | 0
0 | 0 |  |  |  | 0 | [11 empty] | 0 | 0 |  | 0 |  | 0 | [5 empty] | 0 |  | 0 |  | 0 |  | 0 |  | 0 |  | 0 |  | 0 |  | 0 |  |  | 0 | 0 | 0 |  |  | 0 | 0 | 0 | 0 | 0 | 0 | 0 | 0 | 0 | 0 | 0 | 0 | 0 | 0 | 0 | 0 | 0 | 0 | 0 | 0 | 0
0 | 0 |  |  |  | 0 | [11 empty] | 0 | 0 |  | 0 |  | 0 | [5 empty] | 0 |  | 0 |  | 0 |  | 0 |  | 0 |  | 0 |  | 0 |  | 0 |  |  | 0 | 0 | 0 |  |  | 0 | 0 | 0 | 0 | 0 | 0 | 0 | 0 | 0 | 0 | 0 | 0 | 0 | 0 | 0 | 0 | 0 | 0 | 0 | 0 | 0
0 | 0 |  |  |  | 0 | [11 empty] | 0 | 0 |  | 0 |  | 0 | [5 empty] | 0 |  | 0 |  | 0 |  | 0 |  | 0 |  | 0 |  | 0 |  | 0 |  |  | 0 | 0 | 0 |  |  | 0 | 0 | 0 | 0 | 0 | 0 | 0 | 0 | 0 | 0 | 0 | 0 | 0 | 0 | 0 | 0 | 0 | 0 | 0 | 0 | 0
0 | 0 |  |  |  | 0 | [11 empty] | 0 | 0 |  | 0 |  | 0 | [5 empty] | 0 |  | 0 |  | 0 |  | 0 |  | 0 |  | 0 |  | 0 |  | 0 |  |  | 0 | 0 | 0 |  |  | 0 | 0 | 0 | 0 | 0 | 0 | 0 | 0 | 0 | 0 | 0 | 0 | 0 | 0 | 0 | 0 | 0 | 0 | 0 | 0 | 0
0 | 0 |  |  |  | 0 | [11 empty] | 0 | 0 |  | 0 |  | 0 | [5 empty] | 0 |  | 0 |  | 0 |  | 0 |  | 0 |  | 0 |  | 0 |  | 0 |  |  | 0 | 0 | 0 |  |  | 0 | 0 | 0 | 0 | 0 | 0 | 0 | 0 | 0 | 0 | 0 | 0 | 0 | 0 | 0 | 0 | 0 | 0 | 0 | 0 | 0
0 | 0 |  |  |  | 0 | [11 empty] | 0 | 0 |  | 0 |  | 0 | [5 empty] | 0 |  | 0 |  | 0 |  | 0 |  | 0 |  | 0 |  | 0 |  | 0 |  |  | 0 | 0 | 0 |  |  | 0 | 0 | 0 | 0 | 0 | 0 | 0 | 0 | 0 | 0 | 0 | 0 | 0 | 0 | 0 | 0 | 0 | 0 | 0 | 0 | 0
0 | 0 |  |  |  | 0 | [11 empty] | 0 | 0 |  | 0 |  | 0 | [5 empty] | 0 |  | 0 |  | 0 |  | 0 |  | 0 |  | 0 |  | 0 |  | 0 |  |  | 0 | 0 | 0 |  |  | 0 | 0 | 0 | 0 | 0 | 0 | 0 | 0 | 0 | 0 | 0 | 0 | 0 | 0 | 0 | 0 | 0 | 0 | 0 | 0 | 0
0 | 0 |  |  |  | 0 | [11 empty] | 0 | 0 |  | 0 |  | 0 | [5 empty] | 0 |  | 0 |  | 0 |  | 0 |  | 0 |  | 0 |  | 0 |  | 0 |  |  | 0 | 0 | 0 |  |  | 0 | 0 | 0 | 0 | 0 | 0 | 0 | 0 | 0 | 0 | 0 | 0 | 0 | 0 | 0 | 0 | 0 | 0 | 0 | 0 | 0
0 | 0 |  |  |  | 0 | [11 empty] | 0 | 0 |  | 0 |  | 0 | [5 empty] | 0 |  | 0 |  | 0 |  | 0 |  | 0 |  | 0 |  | 0 |  | 0 |  |  | 0 | 0 | 0 |  |  | 0 | 0 | 0 | 0 | 0 | 0 | 0 | 0 | 0 | 0 | 0 | 0 | 0 | 0 | 0 | 0 | 0 | 0 | 0 | 0 | 0
0
[6 empty] | END |  | Total Breakdown Price………….. | [9 empty] | 0 |  | 0 |  | 0 | Baht |  | Baht |  | Baht |  | Baht |  | Baht |  |  | 0 | Baht |  | Baht |  | Baht |  | Baht |  |  |  |  | Baht | Baht |  |  | Baht | Baht | Baht | Baht | Baht | Baht | Baht | Baht | Baht | Baht | Baht | Baht | Baht | Baht | Baht | Baht | Baht | Baht | Baht | Baht | Baht | bar: 79 to 81
[18 empty] | 0 |  | 0 |  | 0 | [5 empty] | 0 |  | 0 |  | 0 |  | 0 |  | 0 |  | 0 |  | 0 |  | 0 |  |  |  | 0 | 0 |  |  | 0 | 0 | 0 | 0 | 0 | 0 | 0 | 0 | 0 | 0 | 0 | 0 | 0 | 0 | 0 | 0 | 0 | 0 | 0 | 0 | 0 | bar: 79 to 81
[18 empty] | 0 |  | 0 |  | 0 | [11 empty] | 0 | bar: 79 to 81
[18 empty] | 0 |  | 0 |  | 0 | [11 empty] | 0 | bar: 79 to 81
[18 empty] | 0 |  | 0 |  | 0 | [11 empty] | 0
[18 empty] | 0 |  | 0 |  | 0 | [11 empty] | 0
[18 empty] | 0 |  | 0 |  | 0 | [11 empty] | 0
[18 empty] | 0 |  | 0 |  | 0 | [11 empty] | 0
000000000000000000000000000000000000000
0000000000000000000000000000000000000000
000000000000000000000
[8 empty] | 0 | 0 |  |  |  |  | 0000000000000000000000000000000000000000000000000000000000000000000000000000000000000000000000000000
[8 empty] | 0 | 0
[8 empty] | 0 | 0
[8 empty] | 0 | 0
[8 empty] | 0 | 0
[8 empty] | 0 | 0
[8 empty] | 0 | 0
[8 empty] | 0 | 0
[8 empty] | 0 | 0
[8 empty] | 0 | 0
[8 empty] | 0 | 0
[8 empty] | 0 | 0
[8 empty] | 0 | 0
[8 empty] | 0 | 0
[8 empty] | 0 | 0
[8 empty] | 0 | 0
[8 empty] | 0 | 0
[8 empty] | 0 | 0
[8 empty] | 0 | 0
[8 empty] | 0 | 0
[8 empty] | 0 | 0
[8 empty] | 0 | 0
[8 empty] | 0 | 0
[8 empty] | 0 | 0
[8 empty] | 0 | 0
[8 empty] | 0 | 0
[8 empty] | 0 | 0
[8 empty] | 0 | 0
[8 empty] | 0 | 0
[8 empty] | 0 | 0
[8 empty] | 0 | 0
[8 empty] | 0 | 0
[8 empty] | 0 | 0
[8 empty] | 0 | 0
[8 empty] | 0 | 0
[8 empty] | 0 | 0
[8 empty] | 0 | 0
[8 empty] | 0 | 0
[8 empty] | 0 | 0
[8 empty] | 0 | 0
[8 empty] | 0 | 0
[8 empty] | 0 | 0
[8 empty] | 0 | 0
[8 empty] | 0 | 0
[8 empty] | 0 | 0
[8 empty] | 0 | 0
[8 empty] | 0 | 0
[8 empty] | 0 | 0
[8 empty] | 0 | 0
[8 empty] | 0 | 0
[8 empty] | 0 | 0
[8 empty] | 0 | 0
[8 empty] | 0 | 0
[8 empty] | 0 | 0
[8 empty] | 0 | 0
[8 empty] | 0 | 0
[8 empty] | 0 | 0
[8 empty] | 0 | 0
[8 empty] | 0 | 0
[8 empty] | 0 | 0
[8 empty] | 0 | 0
[8 empty] | 0 | 0
[8 empty] | 0 | 0
[8 empty] | 0 | 0
[8 empty] | 0 | 0
[8 empty] | 0 | 0
[8 empty] | 0 | 0
[8 empty] | 0 | 0
[8 empty] | 0 | 0
[8 empty] | 0 | 0
[8 empty] | 0 | 0
[8 empty] | 0 | 0
[8 empty] | 0 | 0
[8 empty] | 0 | 0
[8 empty] | 0 | 0
[8 empty] | 0 | 0
[8 empty] | 0 | 0
[8 empty] | 0 | 0
[8 empty] | 0 | 0
[8 empty] | 0 | 0
[8 empty] | 0 | 0
[8 empty] | 0 | 0
[8 empty] | 0 | 0
[8 empty] | 0 | 0
[8 empty] | 0 | 0
[8 empty] | 0 | 0
[8 empty] | 0 | 0
[8 empty] | 0 | 0
[8 empty] | 0 | 0
[8 empty] | 0 | 0
[8 empty] | 0 | 0
[8 empty] | 0 | 0
[8 empty] | 0 | 0
[8 empty] | 0 | 0
[8 empty] | 0 | 0
[8 empty] | 0 | 0
[8 empty] | 0 | 0
[8 empty] | 0 | 0
[8 empty] | 0 | 0
[8 empty] | 0 | 0

## _Breakdown Price - Protection (hidden)
INVITATION TO BID NO. VKS1-SWG-01
Breakdown Price
for Schedule 1 : Control and Protection Equipment
No. | Legend | Manufacturer | Type | Local Supply
Ex-works Price
( excluding VAT )
Baht
1 | Relay-21P1 for 500 kV, 1ph
2 | Relay-21P2 for 500 kV, 1ph
3 | Relay-21P1 for 230 kV, 1ph
4 | Relay-21P2 for 230 kV, 1ph
5 | Relay-21P1 for 230 kV, 3ph |  |  |  | ( excluding VAT )
6 | Relay-21P2 for 230 kV, 3ph
7 | Relay-21P for 115 kV, 3ph
8 | Relay-21BU for 115 kV, 3ph
9 | Relay-24
10 | Relay-25
11 | Relay-27, AC
12 | Relay-27, DC
13 | Relay-27, DC, 48 VDC
14 | Relay-27R
15 | Relay-50BF+62BF, 1ph and 3ph
16 | Relay-50BF+62BF, 3ph
17 | Relay-50BF+62BF, 1ph and 3 ph, with End Fault
18 | Relay-50BF+62BF, 3ph, with End Fault
19 | Relay-50EF+62EF
20 | Relay-51/51G
21 | Relay-51/51G (include function 81 and 27)
22 | Relay-51GB
23 | Relay-51S/51SG
24 | Relay-59
25 | Relay-60, Voltage type
26 | Relay-60, Current type for 115 kV
27 | Relay-60, Current type for 230 kV
28 | Relay-62
29 | Relay-62 for DTT
30 | Relay-67/67N
31 | Relay-67/67N (include function 81 and 27)
32 | Relay-79+25, 1ph and 3ph
33 | Relay-79+25, 3ph
34 | Relay-86, 10 contacts
35 | Relay-86, 20 contacts
36 | Relay-87B, High
37 | Relay-87B, Low Impedance, 6 feeders
38 | Relay-87B, Low Impedance, 8 feeders
39 | Relay-87B, Low Impedance, 10 feeders
40 | Relay-87B, Low Impedance, 12 feeders
41 | Relay-87B, Low Impedance, 24 feeders
42 | Relay-87K, 2 restraint
43 | Relay-87K, 3 restraint
44 | Relay-87K, 4 restraint
45 | Relay-87K, 5 restraint
46 | Relay-87K, 6 restraint
47 | Relay-87L, 1ph
48 | Relay-87L, 3ph
49 | E1 Converter
50 | E1 Cable (Price per Meter)
51 | Relay-87R
52 | Relay-87RN
53 | Relay-94, 4 contacts
54 | Relay-94, 6 contacts
55 | Relay-94, 8 contacts
56 | Relay-94, 10 contacts
57 | Relay-94, 16 contacts
58 | Relay-94, 20 contacts
59 | Relay-95TCS
60 | Metrosil
61 | DCS
62 | 43SP
63 | SS
64 | CS
65 | 43
66 | Manually Operated Mimic Disconnect Device
67 | LL
68 | Test Switch, for relay
69 | Test Plug, for relay
70 | Test Switch, for metering
71 | kWh & kVARh
72 | AC-TDR
73 | DC-TDR
74 | F-TDR
75 | T-TDR
76 | R-TDR
77 | W&VAR-TDR
78 | A-TDR - 1ph
79 | A-TDR - 3ph
80 | V-TDR - 1ph
81 | V-TDR - 3ph
82 | Voltage Transfer Relay (VTR)
83 | Synchroscope
84 | Double Voltmeter
85 | Double Frequency Meter
86 | Restoration System Switch
87 | 43CCS
88 | 43RCC
89 | EPS
90 | Horn
91 | HTR
92 | HR
93 | RCC
94 | 62SB
95 | Interposing Relay
96 | Latching Relay, 4 contacts
97 | Latching Relay, 8 contacts
98 | Latching Relay, 16 contacts
99 | Voltmeter
100 | Volt Selector Switch
101 | Remote I/O
102 | FTC
103 | GPS Receiver
104 | GPS Antenna
105 | Ethernet Switch
106 | Optical Fiber Cable (Price per Meter)
107 | E-flex Conduit (Price per Meter)
108 | Patchcord cable (Price per Meter)
109 | Coaxial Cable (Price per Meter)
110 | Rigid Steel Conduit (Price per Meter)
111 | 6-Wire Cleat for Coiling Optical Fiber Cable
112 | 2-way Joint Boxes with Accessories
113 | Indicating Lamp (LED type, red color)
114 | Indicating Lamp (LED type, green color)
115 | Indicating Lamp (LED type, white color)
116 | Indicating Lamp (LED type, amber color)
117 | Push Button
118 | Cut-off Switch (4 contacts)
119 | Cut-off Switch (8 contacts, spring return)
120 | Cut-off Switch (10 contacts)
121 | Cut-off Switch (12 contacts)
122 | Cut-off Switch (20 contacts)
123 | Cut-off Switch (spring return, 8 contacts)
124 | Knife Switch
125 | MCB (rating 0.5 A, 1 pole)
126 | MCB (rating 0.5 A, 1 pole, with 1 NC contact)
127 | MCB (rating 0.5 A, 2 pole)
128 | MCB (rating 0.5 A, 3 pole)
129 | MCB (rating 0.5 A, 3 pole, with 2 NC contact)
130 | MCB (rating 3 A, 1 pole, with 1 NC contact)
131 | MCB (rating 3 A, 3 pole, with 1 NC contact)
132 | MCB (rating 6 A, 1 pole, K curve)
133 | MCB (rating 6 A, 2 pole, AC circuit, K curve)
134 | MCB (rating 6 A, 2 pole, DC circuit, K curve)
135 | Terminal Block for CT Circuit and PT Circuit for Relay
136 | Terminal Block for PT Circuit and Control Circuit
137 | Terminal Block for RTU
138 | Terminal Block for Power Supply
139 | End Section for Terminal Block
140 | End Stop for Terminal Block
141 | Terminal Marker
142 | Marker Holder For End Stop
143 | Switchboard Wire, 1.5 Sq.mm, Gray Color, Price Per Meter
144 | Switchboard Wire, 2.5 Sq.mm, Gray Color, Price Per Meter
145 | Terminal Lug
146 | Spiral Wrap
147 | Wiremark
148 | Blank 19" Rack Cabinet
149 | Blank Dual Cabinet
150 | Blank Duplex Cabinet
151 | Blank Enclose Cabinet
152 | Blank Swing-rack Cabinet
153 | Bay Control Unit
154 | 24 Core Non-Metallic Optical Fiber Cable (Multi Mode)
155 | Fiber Frame Terminal Cabinet
156 | Connector for FTC
157 | Connector for IED
158 | IEC 61850 Engineering Workstation
159 | IEC 61850 HMI Server
160 | IEC 61850 Gateway
161 | IEC 61850 Teleprotection
162 | IEC 61850 Supervisory Software
163 | Blank Outdoor Merging Cubicle
164 | Merging Unit (…. Analog Current/…. Analog Voltage/…. Binary Input/…. Binary Output/…. Condition Mornitoring Unit)
165 | Merging Unit (…. Analog Current/…. Analog Voltage/…. Binary Input/…. Binary Output/…. Condition Mornitoring Unit)
166 | Merging Unit (…. Analog Current/…. Analog Voltage/…. Binary Input/…. Binary Output/…. Condition Mornitoring Unit)
167 | Merging Unit (…. Analog Current/…. Analog Voltage/…. Binary Input/…. Binary Output/…. Condition Mornitoring Unit)
168 | Merging Unit (…. Analog Current/…. Analog Voltage/…. Binary Input/…. Binary Output/…. Condition Mornitoring Unit)
169 | Multi-function Protective IED (87L, 21BU, 67N, 50BF, 79, 25)-Primary
170 | Multi-function Protective IED (87L, 21BU, 67N, 50BF, 79, 25)-Secondary
171 | Multi-function Protective IED (21P, 67N, 50BF, 79, 25)
172 | Multi-function Protective IED (87K, 51T/51TG, 50BF)-Primary
173 | Multi-function Protective IED (87K, 51T/51TG, 50BF)-Secondary
174 | Multi-function Protective IED (51/51G, 81, 27)
175 | Multi-function Protective IED (21P, 67/67N, 81, 27, 50BF, 79, 25)-Primary
176 | Multi-function Protective IED (21P, 67/67N, 81, 27, 50BF, 79, 25)-Secondary
177 | Multi-function Protective IED (87L,21BU,67/67N, 81, 27, 50BF, 79, 25)-Primary
178 | Multi-function Protective IED (87L,21BU,67/67N, 81, 27, 50BF, 79, 25)-Secondary
179 | Multi-function Protective IED (60C, 51C/51CG, 59C, 27C, 50BF)

## _Breakdown Price - FRS (hidden)
INVITATION TO BID NO. VKS1-SWG-01
Breakdown Price
for Schedule 1 : Fault Recording System
No. | Legend | Type | DDP EGAT 's Store
( excluding VAT )
Baht
1 | Analog Card (…. Current Channels)
2 | Analog Card (…. Voltage Channels)
3 | Analog Card (…. Current Channels, …. Voltage Channels)
4 | Analog Card (…. Current Channels, …. Voltage Channels)
5 | Digital Card (…. Channels) |  |  | ( excluding VAT )
6 | Power Supply
7 | Acquisition Unit
8 | CPU & Memomry Module 1
9 | Hard Disk & Hard Disk Controller
10 | Tele-Communication Board
11 | Dual Blank Panel
12 | Test Switch
13 | Test Plug
14 | GPS Receiver
15 | GPS Atenna
16 | GPS Splitter
17 | Ethernet Switch
18 | Interfacing ………. Cable , Price Per Meter
19 | Patch Cords Cable , Price Per Meter
20 | Coaxial Cable , Price Per Meter
21 | LAN Cable , Price Per Meter
22 | Industrial PC (Excluded Monitor)
23 | Monitor
24 | Workstation Notebook
25 | Man Machine Interface
26 | Operating System
27 | Auxiliary Relay
28 | Ventilation Fan
29 | MCB (Rating 0.5 A, 3 Pole )
30 | MCB (Rating 6 A, 2 Pole, 125 VDC )
31 | MCB (Rating 6 A, 2 Pole, 230 VAC )
32 | Terminal Block For CT Circuit
33 | Terminal Block For PT Circuit
34 | Terminal Block For Event
35 | Terminal Block For Power Supply Circuit
36 | Terminal Block For RTU
37 | End Section For Terminal Block
38 | End Stop For Terminal Block
39 | Terminal Marker
40 | Marker Holder For End Stop
41 | Switchboard Wire, 1.5 Sq.mm, Gray Color, Price Per Meter
42 | Switchboard Wire, 2.5 Sq.mm, Gray Color, Price Per Meter
43 | Terminal Lug
44 | Spiral Wrap
45 | Wiremark

## _Sch (Option) (hidden)
INVITATION TO BID NO. VKS1-SWG-01
Schedule X (Option) :
[77 empty] | 79 | 80 | 81 | 82 | 83 | 84 | 85 | 86 | 87 | 88 | 89 | 90 | 91 | 92 | 93 | 94 | 95 | 96 | 97 | 98 | 99 | 100 | 101 | 102 | 103 | 104 | 105 | 106 | 107 | 108 | 109 | 110 | 111 | 112 | 113 | 114 | 115 | 116 | 117 | 118 | 119 | 120 | 121 | 122 | 123 | 124 | 125 | 126 | 127 | 128
[8 empty] | SUPPLY OF 115 KV COMPACT SWITCHGEAR | [62 empty] | 72 | 73 | 75 | 76 | 77 | 78 | 82: Breakdown per Item :
[8 empty] | TRANSMISSION SYSTEM FOR HYDRO-FLOATING SOLAR HYBRID PROJECT VAJIRALONGKORN DAM UNIT 1 | [68 empty] | 82: Schedule :
System :
Job No. | Substation | Delivery Required by EGAT |  |  |  | Material group | Code No. | Item No. | Description | Short Description | Drawing No. / Reference No. | Qty. | Unit | Currency | Supply of Equipment |  |  |  | Supply of Equipment |  | Supply of Equipment |  | Supply of Equipment |  |  |  | Supply of Equipment |  | Supply of Equipment |  | Supply of Equipment |  | Foreign Currency |  | Local Currency |  | Local Transportation |  | Local Transportation, Construction and Installation |  | Purchase Price Offered for Dismantled Equipment |  | Plant |  | UOM | [25 empty] | Irrelevant | Incoterm | Account Assignment | Cost Object | Fund Center |  | 105: CFR Thai Port; 107: CIF Thai Port; 109: DDP EGAT 's Store; 111: Local Transportation; 113: Custom Clearance; 115: DDP EGAT 's Store; 117: Ex-works Price; 119: Local Transportation; 121: Foreign Currency; 123: Local Currency; 125: Local Transportation to EGAT 's Store; 127: Local Transportation, Construction and Installation | Long Description | Short Description
|  | (with in months after receipt of the notification of award) | [12 empty] | Foreign Supply |  |  |  | Foreign Supply |  | Foreign Supply |  | Foreign Supply | [5 empty] | Local Supply |  | Local Supply | [16 empty] | Preference | % Import Duty | Preference | CFR Price | CIF Price | Foreign Currency | Ex-works Price | Local Currency | Local Transportation | Local Transportation, | Marine Insurance Price | Customs Clearance | Import Duty Price | VAT for Imported Equipment | VAT for Import Duty | VAT for | VAT for Ex-works Price | VAT for | VAT for | VAT for Transportation, Construction and Installation | Foreign | Local | Evaluation Price | [6 empty] | 115: ( excluding VAT ); 117: ( excluding VAT )
[5 empty] | Completion Date | [9 empty] | FOB Vessel | Cost of | CFR Thai Port |  | CIF Thai Port |  | DDP EGAT 's Store |  | Local Transportation |  | Custom Clearance |  | DDP EGAT 's Store |  | Ex-works Price |  | Local Transportation | [12 empty] | Breakdown tab |  | Proposed Price | Evaluation Price | Status | [7 empty] | to EGAT 's Store | Construction and | [5 empty] | Foreign Currency |  | Local Currency | Local Transportation |  | Price Adjustment | Price Adjustment | [7 empty] | 104: Incoterm; 105: CFR; 107: CIF; 109: DDP; 111: ZTF; 113: ZCC; 115: DDP; 117: EXW; 119: ZTL; 125: ZTT; 127: ZCN
|  | CFR Thai Port | DDP or EGAT's Store | Ex-works | [11 empty] | Transportation | [10 empty] | ( excluding VAT ) |  | ( excluding VAT ) |  | ( excluding VAT ) |  |  |  | ( excluding VAT ) |  | ( excluding VAT ) |  | ( excluding VAT ) |  | ( including VAT ) | [15 empty] | Installation | [%Insure(110%(CFR))] | [%Custom(CIF)] | [%Import Duty(CIF)] | [ %VAT(CFR/CIF) ] | [ %VAT( Import Duty) ] | [ %VAT(Foreign Currency) ] | [ %VAT(Ex-works Price) ] | [ %VAT(Local Currency) ] | to EGAT 's Store | [10 empty] | 104: Material group; 111: SV-TRN-MT; 113: SV-CTM; 119: SV-TRN-MT; 125: SV-TRN-MT; 127: SV-CVL
[16 empty] | to Thai Port | [6 empty] | Baht |  | Baht |  | Baht |  | Baht |  | Baht |  |  |  | Baht |  | Baht |  | Baht |  | Baht |  |  |  |  | Baht | Baht |  |  | Baht | Baht | Baht | Baht | Baht | Baht | Baht | Baht | Baht | Baht | Baht | Baht | Baht | Baht | Baht | Baht | Baht | Baht | Baht | Baht | Baht
|  | (month) | (month) | (month) | (month) | [9 empty] | Unit Price | Unit Price | Unit Price | Amount | Unit Price | Amount | Unit Price | Amount | Unit Price | Amount | Unit Price | Amount | Unit Price | Amount | Unit Price | Amount | Unit Price | Amount | Unit Price | Amount | Unit Price | Amount | Unit Price | Amount | Unit Price | Amount | Unit Price | Amount | [5 empty] | (Y/N) | (IPDTY) | (PRF) | (CFR) | (CIF) | (FC) | (EW) | (LC) | (LT) | (TCI) | (MI) | (CC) | ( IDP) | (VATIE) | (VATID) | (VATFC) | (VATEW) | (VATLC) | (VATLT) | (VATTCI) | (FPA) | (LPA) | (EVAPR)
0 | 0 |  |  |  | 0 | [11 empty] | 0 | 0 |  | 0 |  | 0 | [5 empty] | 0 |  | 0 |  | 0 |  | 0 |  | 0 |  | 0 |  | 0 |  | 0 |  |  | 0 | 0 | 0 |  |  | 0 | 0 | 0 | 0 | 0 | 0 | 0 | 0 | 0 | 0 | 0 | 0 | 0 | 0 | 0 | 0 | 0 | 0 | 0 | 0 | 0
0 | 0 |  |  |  | 0 | [11 empty] | 0 | 0 |  | 0 |  | 0 | [5 empty] | 0 |  | 0 |  | 0 |  | 0 |  | 0 |  | 0 |  | 0 |  | 0 |  |  | 0 | 0 | 0 |  |  | 0 | 0 | 0 | 0 | 0 | 0 | 0 | 0 | 0 | 0 | 0 | 0 | 0 | 0 | 0 | 0 | 0 | 0 | 0 | 0 | 0
0 | 0 |  |  |  | 0 | [11 empty] | 0 | 0 |  | 0 |  | 0 | [5 empty] | 0 |  | 0 |  | 0 |  | 0 |  | 0 |  | 0 |  | 0 |  | 0 |  |  | 0 | 0 | 0 |  |  | 0 | 0 | 0 | 0 | 0 | 0 | 0 | 0 | 0 | 0 | 0 | 0 | 0 | 0 | 0 | 0 | 0 | 0 | 0 | 0 | 0
0 | 0 |  |  |  | 0 | [11 empty] | 0 | 0 |  | 0 |  | 0 | [5 empty] | 0 |  | 0 |  | 0 |  | 0 |  | 0 |  | 0 |  | 0 |  | 0 |  |  | 0 | 0 | 0 |  |  | 0 | 0 | 0 | 0 | 0 | 0 | 0 | 0 | 0 | 0 | 0 | 0 | 0 | 0 | 0 | 0 | 0 | 0 | 0 | 0 | 0
0 | 0 |  |  |  | 0 | [11 empty] | 0 | 0 |  | 0 |  | 0 | [5 empty] | 0 |  | 0 |  | 0 |  | 0 |  | 0 |  | 0 |  | 0 |  | 0 |  |  | 0 | 0 | 0 |  |  | 0 | 0 | 0 | 0 | 0 | 0 | 0 | 0 | 0 | 0 | 0 | 0 | 0 | 0 | 0 | 0 | 0 | 0 | 0 | 0 | 0
0 | 0 |  |  |  | 0 | [11 empty] | 0 | 0 |  | 0 |  | 0 | [5 empty] | 0 |  | 0 |  | 0 |  | 0 |  | 0 |  | 0 |  | 0 |  | 0 |  |  | 0 | 0 | 0 |  |  | 0 | 0 | 0 | 0 | 0 | 0 | 0 | 0 | 0 | 0 | 0 | 0 | 0 | 0 | 0 | 0 | 0 | 0 | 0 | 0 | 0
0 | 0 |  |  |  | 0 | [11 empty] | 0 | 0 |  | 0 |  | 0 | [5 empty] | 0 |  | 0 |  | 0 |  | 0 |  | 0 |  | 0 |  | 0 |  | 0 |  |  | 0 | 0 | 0 |  |  | 0 | 0 | 0 | 0 | 0 | 0 | 0 | 0 | 0 | 0 | 0 | 0 | 0 | 0 | 0 | 0 | 0 | 0 | 0 | 0 | 0
0 | 0 |  |  |  | 0 | [11 empty] | 0 | 0 |  | 0 |  | 0 | [5 empty] | 0 |  | 0 |  | 0 |  | 0 |  | 0 |  | 0 |  | 0 |  | 0 |  |  | 0 | 0 | 0 |  |  | 0 | 0 | 0 | 0 | 0 | 0 | 0 | 0 | 0 | 0 | 0 | 0 | 0 | 0 | 0 | 0 | 0 | 0 | 0 | 0 | 0
0 | 0 |  |  |  | 0 | [11 empty] | 0 | 0 |  | 0 |  | 0 | [5 empty] | 0 |  | 0 |  | 0 |  | 0 |  | 0 |  | 0 |  | 0 |  | 0 |  |  | 0 | 0 | 0 |  |  | 0 | 0 | 0 | 0 | 0 | 0 | 0 | 0 | 0 | 0 | 0 | 0 | 0 | 0 | 0 | 0 | 0 | 0 | 0 | 0 | 0
0 | 0 |  |  |  | 0 | [11 empty] | 0 | 0 |  | 0 |  | 0 | [5 empty] | 0 |  | 0 |  | 0 |  | 0 |  | 0 |  | 0 |  | 0 |  | 0 |  |  | 0 | 0 | 0 |  |  | 0 | 0 | 0 | 0 | 0 | 0 | 0 | 0 | 0 | 0 | 0 | 0 | 0 | 0 | 0 | 0 | 0 | 0 | 0 | 0 | 0
0 | 0 |  |  |  | 0 | [11 empty] | 0 | 0 |  | 0 |  | 0 | [5 empty] | 0 |  | 0 |  | 0 |  | 0 |  | 0 |  | 0 |  | 0 |  | 0 |  |  | 0 | 0 | 0 |  |  | 0 | 0 | 0 | 0 | 0 | 0 | 0 | 0 | 0 | 0 | 0 | 0 | 0 | 0 | 0 | 0 | 0 | 0 | 0 | 0 | 0
0 | 0 |  |  |  | 0 | [11 empty] | 0 | 0 |  | 0 |  | 0 | [5 empty] | 0 |  | 0 |  | 0 |  | 0 |  | 0 |  | 0 |  | 0 |  | 0 |  |  | 0 | 0 | 0 |  |  | 0 | 0 | 0 | 0 | 0 | 0 | 0 | 0 | 0 | 0 | 0 | 0 | 0 | 0 | 0 | 0 | 0 | 0 | 0 | 0 | 0
0 | 0 |  |  |  | 0 | [11 empty] | 0 | 0 |  | 0 |  | 0 | [5 empty] | 0 |  | 0 |  | 0 |  | 0 |  | 0 |  | 0 |  | 0 |  | 0 |  |  | 0 | 0 | 0 |  |  | 0 | 0 | 0 | 0 | 0 | 0 | 0 | 0 | 0 | 0 | 0 | 0 | 0 | 0 | 0 | 0 | 0 | 0 | 0 | 0 | 0
0 | 0 |  |  |  | 0 | [11 empty] | 0 | 0 |  | 0 |  | 0 | [5 empty] | 0 |  | 0 |  | 0 |  | 0 |  | 0 |  | 0 |  | 0 |  | 0 |  |  | 0 | 0 | 0 |  |  | 0 | 0 | 0 | 0 | 0 | 0 | 0 | 0 | 0 | 0 | 0 | 0 | 0 | 0 | 0 | 0 | 0 | 0 | 0 | 0 | 0
0 | 0 |  |  |  | 0 | [11 empty] | 0 | 0 |  | 0 |  | 0 | [5 empty] | 0 |  | 0 |  | 0 |  | 0 |  | 0 |  | 0 |  | 0 |  | 0 |  |  | 0 | 0 | 0 |  |  | 0 | 0 | 0 | 0 | 0 | 0 | 0 | 0 | 0 | 0 | 0 | 0 | 0 | 0 | 0 | 0 | 0 | 0 | 0 | 0 | 0
0 | 0 |  |  |  | 0 | [11 empty] | 0 | 0 |  | 0 |  | 0 | [5 empty] | 0 |  | 0 |  | 0 |  | 0 |  | 0 |  | 0 |  | 0 |  | 0 |  |  | 0 | 0 | 0 |  |  | 0 | 0 | 0 | 0 | 0 | 0 | 0 | 0 | 0 | 0 | 0 | 0 | 0 | 0 | 0 | 0 | 0 | 0 | 0 | 0 | 0
0 | 0 |  |  |  | 0 | [11 empty] | 0 | 0 |  | 0 |  | 0 | [5 empty] | 0 |  | 0 |  | 0 |  | 0 |  | 0 |  | 0 |  | 0 |  | 0 |  |  | 0 | 0 | 0 |  |  | 0 | 0 | 0 | 0 | 0 | 0 | 0 | 0 | 0 | 0 | 0 | 0 | 0 | 0 | 0 | 0 | 0 | 0 | 0 | 0 | 0
0 | 0 |  |  |  | 0 | [11 empty] | 0 | 0 |  | 0 |  | 0 | [5 empty] | 0 |  | 0 |  | 0 |  | 0 |  | 0 |  | 0 |  | 0 |  | 0 |  |  | 0 | 0 | 0 |  |  | 0 | 0 | 0 | 0 | 0 | 0 | 0 | 0 | 0 | 0 | 0 | 0 | 0 | 0 | 0 | 0 | 0 | 0 | 0 | 0 | 0
0 | 0 |  |  |  | 0 | [11 empty] | 0 | 0 |  | 0 |  | 0 | [5 empty] | 0 |  | 0 |  | 0 |  | 0 |  | 0 |  | 0 |  | 0 |  | 0 |  |  | 0 | 0 | 0 |  |  | 0 | 0 | 0 | 0 | 0 | 0 | 0 | 0 | 0 | 0 | 0 | 0 | 0 | 0 | 0 | 0 | 0 | 0 | 0 | 0 | 0
0 | 0 |  |  |  | 0 | [11 empty] | 0 | 0 |  | 0 |  | 0 | [5 empty] | 0 |  | 0 |  | 0 |  | 0 |  | 0 |  | 0 |  | 0 |  | 0 |  |  | 0 | 0 | 0 |  |  | 0 | 0 | 0 | 0 | 0 | 0 | 0 | 0 | 0 | 0 | 0 | 0 | 0 | 0 | 0 | 0 | 0 | 0 | 0 | 0 | 0
0 | 0 |  |  |  | 0 | [11 empty] | 0 | 0 |  | 0 |  | 0 | [5 empty] | 0 |  | 0 |  | 0 |  | 0 |  | 0 |  | 0 |  | 0 |  | 0 |  |  | 0 | 0 | 0 |  |  | 0 | 0 | 0 | 0 | 0 | 0 | 0 | 0 | 0 | 0 | 0 | 0 | 0 | 0 | 0 | 0 | 0 | 0 | 0 | 0 | 0
0 | 0 |  |  |  | 0 | [11 empty] | 0 | 0 |  | 0 |  | 0 | [5 empty] | 0 |  | 0 |  | 0 |  | 0 |  | 0 |  | 0 |  | 0 |  | 0 |  |  | 0 | 0 | 0 |  |  | 0 | 0 | 0 | 0 | 0 | 0 | 0 | 0 | 0 | 0 | 0 | 0 | 0 | 0 | 0 | 0 | 0 | 0 | 0 | 0 | 0
0 | 0 |  |  |  | 0 | [11 empty] | 0 | 0 |  | 0 |  | 0 | [5 empty] | 0 |  | 0 |  | 0 |  | 0 |  | 0 |  | 0 |  | 0 |  | 0 |  |  | 0 | 0 | 0 |  |  | 0 | 0 | 0 | 0 | 0 | 0 | 0 | 0 | 0 | 0 | 0 | 0 | 0 | 0 | 0 | 0 | 0 | 0 | 0 | 0 | 0
0 | 0 |  |  |  | 0 | [11 empty] | 0 | 0 |  | 0 |  | 0 | [5 empty] | 0 |  | 0 |  | 0 |  | 0 |  | 0 |  | 0 |  | 0 |  | 0 |  |  | 0 | 0 | 0 |  |  | 0 | 0 | 0 | 0 | 0 | 0 | 0 | 0 | 0 | 0 | 0 | 0 | 0 | 0 | 0 | 0 | 0 | 0 | 0 | 0 | 0
0 | 0 |  |  |  | 0 | [11 empty] | 0 | 0 |  | 0 |  | 0 | [5 empty] | 0 |  | 0 |  | 0 |  | 0 |  | 0 |  | 0 |  | 0 |  | 0 |  |  | 0 | 0 | 0 |  |  | 0 | 0 | 0 | 0 | 0 | 0 | 0 | 0 | 0 | 0 | 0 | 0 | 0 | 0 | 0 | 0 | 0 | 0 | 0 | 0 | 0
0 | 0 |  |  |  | 0 | [11 empty] | 0 | 0 |  | 0 |  | 0 | [5 empty] | 0 |  | 0 |  | 0 |  | 0 |  | 0 |  | 0 |  | 0 |  | 0 |  |  | 0 | 0 | 0 |  |  | 0 | 0 | 0 | 0 | 0 | 0 | 0 | 0 | 0 | 0 | 0 | 0 | 0 | 0 | 0 | 0 | 0 | 0 | 0 | 0 | 0
0 | 0 |  |  |  | 0 | [11 empty] | 0 | 0 |  | 0 |  | 0 | [5 empty] | 0 |  | 0 |  | 0 |  | 0 |  | 0 |  | 0 |  | 0 |  | 0 |  |  | 0 | 0 | 0 |  |  | 0 | 0 | 0 | 0 | 0 | 0 | 0 | 0 | 0 | 0 | 0 | 0 | 0 | 0 | 0 | 0 | 0 | 0 | 0 | 0 | 0
0 | 0 |  |  |  | 0 | [11 empty] | 0 | 0 |  | 0 |  | 0 | [5 empty] | 0 |  | 0 |  | 0 |  | 0 |  | 0 |  | 0 |  | 0 |  | 0 |  |  | 0 | 0 | 0 |  |  | 0 | 0 | 0 | 0 | 0 | 0 | 0 | 0 | 0 | 0 | 0 | 0 | 0 | 0 | 0 | 0 | 0 | 0 | 0 | 0 | 0
0 | 0 |  |  |  | 0 | [11 empty] | 0 | 0 |  | 0 |  | 0 | [5 empty] | 0 |  | 0 |  | 0 |  | 0 |  | 0 |  | 0 |  | 0 |  | 0 |  |  | 0 | 0 | 0 |  |  | 0 | 0 | 0 | 0 | 0 | 0 | 0 | 0 | 0 | 0 | 0 | 0 | 0 | 0 | 0 | 0 | 0 | 0 | 0 | 0 | 0
0 | 0 |  |  |  | 0 | [11 empty] | 0 | 0 |  | 0 |  | 0 | [5 empty] | 0 |  | 0 |  | 0 |  | 0 |  | 0 |  | 0 |  | 0 |  | 0 |  |  | 0 | 0 | 0 |  |  | 0 | 0 | 0 | 0 | 0 | 0 | 0 | 0 | 0 | 0 | 0 | 0 | 0 | 0 | 0 | 0 | 0 | 0 | 0 | 0 | 0
0 | 0 |  |  |  | 0 | [11 empty] | 0 | 0 |  | 0 |  | 0 | [5 empty] | 0 |  | 0 |  | 0 |  | 0 |  | 0 |  | 0 |  | 0 |  | 0 |  |  | 0 | 0 | 0 |  |  | 0 | 0 | 0 | 0 | 0 | 0 | 0 | 0 | 0 | 0 | 0 | 0 | 0 | 0 | 0 | 0 | 0 | 0 | 0 | 0 | 0
0 | 0 |  |  |  | 0 | [11 empty] | 0 | 0 |  | 0 |  | 0 | [5 empty] | 0 |  | 0 |  | 0 |  | 0 |  | 0 |  | 0 |  | 0 |  | 0 |  |  | 0 | 0 | 0 |  |  | 0 | 0 | 0 | 0 | 0 | 0 | 0 | 0 | 0 | 0 | 0 | 0 | 0 | 0 | 0 | 0 | 0 | 0 | 0 | 0 | 0
0 | 0 |  |  |  | 0 | [11 empty] | 0 | 0 |  | 0 |  | 0 | [5 empty] | 0 |  | 0 |  | 0 |  | 0 |  | 0 |  | 0 |  | 0 |  | 0 |  |  | 0 | 0 | 0 |  |  | 0 | 0 | 0 | 0 | 0 | 0 | 0 | 0 | 0 | 0 | 0 | 0 | 0 | 0 | 0 | 0 | 0 | 0 | 0 | 0 | 0
0 | 0 |  |  |  | 0 | [11 empty] | 0 | 0 |  | 0 |  | 0 | [5 empty] | 0 |  | 0 |  | 0 |  | 0 |  | 0 |  | 0 |  | 0 |  | 0 |  |  | 0 | 0 | 0 |  |  | 0 | 0 | 0 | 0 | 0 | 0 | 0 | 0 | 0 | 0 | 0 | 0 | 0 | 0 | 0 | 0 | 0 | 0 | 0 | 0 | 0
0 | 0 |  |  |  | 0 | [11 empty] | 0 | 0 |  | 0 |  | 0 | [5 empty] | 0 |  | 0 |  | 0 |  | 0 |  | 0 |  | 0 |  | 0 |  | 0 |  |  | 0 | 0 | 0 |  |  | 0 | 0 | 0 | 0 | 0 | 0 | 0 | 0 | 0 | 0 | 0 | 0 | 0 | 0 | 0 | 0 | 0 | 0 | 0 | 0 | 0
0 | 0 |  |  |  | 0 | [11 empty] | 0 | 0 |  | 0 |  | 0 | [5 empty] | 0 |  | 0 |  | 0 |  | 0 |  | 0 |  | 0 |  | 0 |  | 0 |  |  | 0 | 0 | 0 |  |  | 0 | 0 | 0 | 0 | 0 | 0 | 0 | 0 | 0 | 0 | 0 | 0 | 0 | 0 | 0 | 0 | 0 | 0 | 0 | 0 | 0
0 | 0 |  |  |  | 0 | [11 empty] | 0 | 0 |  | 0 |  | 0 | [5 empty] | 0 |  | 0 |  | 0 |  | 0 |  | 0 |  | 0 |  | 0 |  | 0 |  |  | 0 | 0 | 0 |  |  | 0 | 0 | 0 | 0 | 0 | 0 | 0 | 0 | 0 | 0 | 0 | 0 | 0 | 0 | 0 | 0 | 0 | 0 | 0 | 0 | 0
0 | 0 |  |  |  | 0 | [11 empty] | 0 | 0 |  | 0 |  | 0 | [5 empty] | 0 |  | 0 |  | 0 |  | 0 |  | 0 |  | 0 |  | 0 |  | 0 |  |  | 0 | 0 | 0 |  |  | 0 | 0 | 0 | 0 | 0 | 0 | 0 | 0 | 0 | 0 | 0 | 0 | 0 | 0 | 0 | 0 | 0 | 0 | 0 | 0 | 0
0 | 0 |  |  |  | 0 | [11 empty] | 0 | 0 |  | 0 |  | 0 | [5 empty] | 0 |  | 0 |  | 0 |  | 0 |  | 0 |  | 0 |  | 0 |  | 0 |  |  | 0 | 0 | 0 |  |  | 0 | 0 | 0 | 0 | 0 | 0 | 0 | 0 | 0 | 0 | 0 | 0 | 0 | 0 | 0 | 0 | 0 | 0 | 0 | 0 | 0
0 | 0 |  |  |  | 0 | [11 empty] | 0 | 0 |  | 0 |  | 0 | [5 empty] | 0 |  | 0 |  | 0 |  | 0 |  | 0 |  | 0 |  | 0 |  | 0 |  |  | 0 | 0 | 0 |  |  | 0 | 0 | 0 | 0 | 0 | 0 | 0 | 0 | 0 | 0 | 0 | 0 | 0 | 0 | 0 | 0 | 0 | 0 | 0 | 0 | 0
0 | 0 |  |  |  | 0 | [11 empty] | 0 | 0 |  | 0 |  | 0 | [5 empty] | 0 |  | 0 |  | 0 |  | 0 |  | 0 |  | 0 |  | 0 |  | 0 |  |  | 0 | 0 | 0 |  |  | 0 | 0 | 0 | 0 | 0 | 0 | 0 | 0 | 0 | 0 | 0 | 0 | 0 | 0 | 0 | 0 | 0 | 0 | 0 | 0 | 0
0 | 0 |  |  |  | 0 | [11 empty] | 0 | 0 |  | 0 |  | 0 | [5 empty] | 0 |  | 0 |  | 0 |  | 0 |  | 0 |  | 0 |  | 0 |  | 0 |  |  | 0 | 0 | 0 |  |  | 0 | 0 | 0 | 0 | 0 | 0 | 0 | 0 | 0 | 0 | 0 | 0 | 0 | 0 | 0 | 0 | 0 | 0 | 0 | 0 | 0
0 | 0 |  |  |  | 0 | [11 empty] | 0 | 0 |  | 0 |  | 0 | [5 empty] | 0 |  | 0 |  | 0 |  | 0 |  | 0 |  | 0 |  | 0 |  | 0 |  |  | 0 | 0 | 0 |  |  | 0 | 0 | 0 | 0 | 0 | 0 | 0 | 0 | 0 | 0 | 0 | 0 | 0 | 0 | 0 | 0 | 0 | 0 | 0 | 0 | 0
0 | 0 |  |  |  | 0 | [11 empty] | 0 | 0 |  | 0 |  | 0 | [5 empty] | 0 |  | 0 |  | 0 |  | 0 |  | 0 |  | 0 |  | 0 |  | 0 |  |  | 0 | 0 | 0 |  |  | 0 | 0 | 0 | 0 | 0 | 0 | 0 | 0 | 0 | 0 | 0 | 0 | 0 | 0 | 0 | 0 | 0 | 0 | 0 | 0 | 0
0 | 0 |  |  |  | 0 | [11 empty] | 0 | 0 |  | 0 |  | 0 | [5 empty] | 0 |  | 0 |  | 0 |  | 0 |  | 0 |  | 0 |  | 0 |  | 0 |  |  | 0 | 0 | 0 |  |  | 0 | 0 | 0 | 0 | 0 | 0 | 0 | 0 | 0 | 0 | 0 | 0 | 0 | 0 | 0 | 0 | 0 | 0 | 0 | 0 | 0
0 | 0 |  |  |  | 0 | [11 empty] | 0 | 0 |  | 0 |  | 0 | [5 empty] | 0 |  | 0 |  | 0 |  | 0 |  | 0 |  | 0 |  | 0 |  | 0 |  |  | 0 | 0 | 0 |  |  | 0 | 0 | 0 | 0 | 0 | 0 | 0 | 0 | 0 | 0 | 0 | 0 | 0 | 0 | 0 | 0 | 0 | 0 | 0 | 0 | 0
0 | 0 |  |  |  | 0 | [11 empty] | 0 | 0 |  | 0 |  | 0 | [5 empty] | 0 |  | 0 |  | 0 |  | 0 |  | 0 |  | 0 |  | 0 |  | 0 |  |  | 0 | 0 | 0 |  |  | 0 | 0 | 0 | 0 | 0 | 0 | 0 | 0 | 0 | 0 | 0 | 0 | 0 | 0 | 0 | 0 | 0 | 0 | 0 | 0 | 0
0 | 0 |  |  |  | 0 | [11 empty] | 0 | 0 |  | 0 |  | 0 | [5 empty] | 0 |  | 0 |  | 0 |  | 0 |  | 0 |  | 0 |  | 0 |  | 0 |  |  | 0 | 0 | 0 |  |  | 0 | 0 | 0 | 0 | 0 | 0 | 0 | 0 | 0 | 0 | 0 | 0 | 0 | 0 | 0 | 0 | 0 | 0 | 0 | 0 | 0
0 | 0 |  |  |  | 0 | [11 empty] | 0 | 0 |  | 0 |  | 0 | [5 empty] | 0 |  | 0 |  | 0 |  | 0 |  | 0 |  | 0 |  | 0 |  | 0 |  |  | 0 | 0 | 0 |  |  | 0 | 0 | 0 | 0 | 0 | 0 | 0 | 0 | 0 | 0 | 0 | 0 | 0 | 0 | 0 | 0 | 0 | 0 | 0 | 0 | 0
0 | 0 |  |  |  | 0 | [11 empty] | 0 | 0 |  | 0 |  | 0 | [5 empty] | 0 |  | 0 |  | 0 |  | 0 |  | 0 |  | 0 |  | 0 |  | 0 |  |  | 0 | 0 | 0 |  |  | 0 | 0 | 0 | 0 | 0 | 0 | 0 | 0 | 0 | 0 | 0 | 0 | 0 | 0 | 0 | 0 | 0 | 0 | 0 | 0 | 0
0 | 0 |  |  |  | 0 | [11 empty] | 0 | 0 |  | 0 |  | 0 | [5 empty] | 0 |  | 0 |  | 0 |  | 0 |  | 0 |  | 0 |  | 0 |  | 0 |  |  | 0 | 0 | 0 |  |  | 0 | 0 | 0 | 0 | 0 | 0 | 0 | 0 | 0 | 0 | 0 | 0 | 0 | 0 | 0 | 0 | 0 | 0 | 0 | 0 | 0
0 | 0 |  |  |  | 0 | [11 empty] | 0 | 0 |  | 0 |  | 0 | [5 empty] | 0 |  | 0 |  | 0 |  | 0 |  | 0 |  | 0 |  | 0 |  | 0 |  |  | 0 | 0 | 0 |  |  | 0 | 0 | 0 | 0 | 0 | 0 | 0 | 0 | 0 | 0 | 0 | 0 | 0 | 0 | 0 | 0 | 0 | 0 | 0 | 0 | 0
0 | 0 |  |  |  | 0 | [11 empty] | 0 | 0 |  | 0 |  | 0 | [5 empty] | 0 |  | 0 |  | 0 |  | 0 |  | 0 |  | 0 |  | 0 |  | 0 |  |  | 0 | 0 | 0 |  |  | 0 | 0 | 0 | 0 | 0 | 0 | 0 | 0 | 0 | 0 | 0 | 0 | 0 | 0 | 0 | 0 | 0 | 0 | 0 | 0 | 0
0 | 0 |  |  |  | 0 | [11 empty] | 0 | 0 |  | 0 |  | 0 | [5 empty] | 0 |  | 0 |  | 0 |  | 0 |  | 0 |  | 0 |  | 0 |  | 0 |  |  | 0 | 0 | 0 |  |  | 0 | 0 | 0 | 0 | 0 | 0 | 0 | 0 | 0 | 0 | 0 | 0 | 0 | 0 | 0 | 0 | 0 | 0 | 0 | 0 | 0
0 | 0 |  |  |  | 0 | [11 empty] | 0 | 0 |  | 0 |  | 0 | [5 empty] | 0 |  | 0 |  | 0 |  | 0 |  | 0 |  | 0 |  | 0 |  | 0 |  |  | 0 | 0 | 0 |  |  | 0 | 0 | 0 | 0 | 0 | 0 | 0 | 0 | 0 | 0 | 0 | 0 | 0 | 0 | 0 | 0 | 0 | 0 | 0 | 0 | 0
0 | 0 |  |  |  | 0 | [11 empty] | 0 | 0 |  | 0 |  | 0 | [5 empty] | 0 |  | 0 |  | 0 |  | 0 |  | 0 |  | 0 |  | 0 |  | 0 |  |  | 0 | 0 | 0 |  |  | 0 | 0 | 0 | 0 | 0 | 0 | 0 | 0 | 0 | 0 | 0 | 0 | 0 | 0 | 0 | 0 | 0 | 0 | 0 | 0 | 0
0 | 0 |  |  |  | 0 | [11 empty] | 0 | 0 |  | 0 |  | 0 | [5 empty] | 0 |  | 0 |  | 0 |  | 0 |  | 0 |  | 0 |  | 0 |  | 0 |  |  | 0 | 0 | 0 |  |  | 0 | 0 | 0 | 0 | 0 | 0 | 0 | 0 | 0 | 0 | 0 | 0 | 0 | 0 | 0 | 0 | 0 | 0 | 0 | 0 | 0
0 | 0 |  |  |  | 0 | [11 empty] | 0 | 0 |  | 0 |  | 0 | [5 empty] | 0 |  | 0 |  | 0 |  | 0 |  | 0 |  | 0 |  | 0 |  | 0 |  |  | 0 | 0 | 0 |  |  | 0 | 0 | 0 | 0 | 0 | 0 | 0 | 0 | 0 | 0 | 0 | 0 | 0 | 0 | 0 | 0 | 0 | 0 | 0 | 0 | 0
0 | 0 |  |  |  | 0 | [11 empty] | 0 | 0 |  | 0 |  | 0 | [5 empty] | 0 |  | 0 |  | 0 |  | 0 |  | 0 |  | 0 |  | 0 |  | 0 |  |  | 0 | 0 | 0 |  |  | 0 | 0 | 0 | 0 | 0 | 0 | 0 | 0 | 0 | 0 | 0 | 0 | 0 | 0 | 0 | 0 | 0 | 0 | 0 | 0 | 0
0 | 0 |  |  |  | 0 | [11 empty] | 0 | 0 |  | 0 |  | 0 | [5 empty] | 0 |  | 0 |  | 0 |  | 0 |  | 0 |  | 0 |  | 0 |  | 0 |  |  | 0 | 0 | 0 |  |  | 0 | 0 | 0 | 0 | 0 | 0 | 0 | 0 | 0 | 0 | 0 | 0 | 0 | 0 | 0 | 0 | 0 | 0 | 0 | 0 | 0
0 | 0 |  |  |  | 0 | [11 empty] | 0 | 0 |  | 0 |  | 0 | [5 empty] | 0 |  | 0 |  | 0 |  | 0 |  | 0 |  | 0 |  | 0 |  | 0 |  |  | 0 | 0 | 0 |  |  | 0 | 0 | 0 | 0 | 0 | 0 | 0 | 0 | 0 | 0 | 0 | 0 | 0 | 0 | 0 | 0 | 0 | 0 | 0 | 0 | 0
0 | 0 |  |  |  | 0 | [11 empty] | 0 | 0 |  | 0 |  | 0 | [5 empty] | 0 |  | 0 |  | 0 |  | 0 |  | 0 |  | 0 |  | 0 |  | 0 |  |  | 0 | 0 | 0 |  |  | 0 | 0 | 0 | 0 | 0 | 0 | 0 | 0 | 0 | 0 | 0 | 0 | 0 | 0 | 0 | 0 | 0 | 0 | 0 | 0 | 0
0 | 0 |  |  |  | 0 | [11 empty] | 0 | 0 |  | 0 |  | 0 | [5 empty] | 0 |  | 0 |  | 0 |  | 0 |  | 0 |  | 0 |  | 0 |  | 0 |  |  | 0 | 0 | 0 |  |  | 0 | 0 | 0 | 0 | 0 | 0 | 0 | 0 | 0 | 0 | 0 | 0 | 0 | 0 | 0 | 0 | 0 | 0 | 0 | 0 | 0
0 | 0 |  |  |  | 0 | [11 empty] | 0 | 0 |  | 0 |  | 0 | [5 empty] | 0 |  | 0 |  | 0 |  | 0 |  | 0 |  | 0 |  | 0 |  | 0 |  |  | 0 | 0 | 0 |  |  | 0 | 0 | 0 | 0 | 0 | 0 | 0 | 0 | 0 | 0 | 0 | 0 | 0 | 0 | 0 | 0 | 0 | 0 | 0 | 0 | 0
0 | 0 |  |  |  | 0 | [11 empty] | 0 | 0 |  | 0 |  | 0 | [5 empty] | 0 |  | 0 |  | 0 |  | 0 |  | 0 |  | 0 |  | 0 |  | 0 |  |  | 0 | 0 | 0 |  |  | 0 | 0 | 0 | 0 | 0 | 0 | 0 | 0 | 0 | 0 | 0 | 0 | 0 | 0 | 0 | 0 | 0 | 0 | 0 | 0 | 0
0 | 0 |  |  |  | 0 | [11 empty] | 0 | 0 |  | 0 |  | 0 | [5 empty] | 0 |  | 0 |  | 0 |  | 0 |  | 0 |  | 0 |  | 0 |  | 0 |  |  | 0 | 0 | 0 |  |  | 0 | 0 | 0 | 0 | 0 | 0 | 0 | 0 | 0 | 0 | 0 | 0 | 0 | 0 | 0 | 0 | 0 | 0 | 0 | 0 | 0
0 | 0 |  |  |  | 0 | [11 empty] | 0 | 0 |  | 0 |  | 0 | [5 empty] | 0 |  | 0 |  | 0 |  | 0 |  | 0 |  | 0 |  | 0 |  | 0 |  |  | 0 | 0 | 0 |  |  | 0 | 0 | 0 | 0 | 0 | 0 | 0 | 0 | 0 | 0 | 0 | 0 | 0 | 0 | 0 | 0 | 0 | 0 | 0 | 0 | 0
0 | 0 |  |  |  | 0 | [11 empty] | 0 | 0 |  | 0 |  | 0 | [5 empty] | 0 |  | 0 |  | 0 |  | 0 |  | 0 |  | 0 |  | 0 |  | 0 |  |  | 0 | 0 | 0 |  |  | 0 | 0 | 0 | 0 | 0 | 0 | 0 | 0 | 0 | 0 | 0 | 0 | 0 | 0 | 0 | 0 | 0 | 0 | 0 | 0 | 0
0 | 0 |  |  |  | 0 | [11 empty] | 0 | 0 |  | 0 |  | 0 | [5 empty] | 0 |  | 0 |  | 0 |  | 0 |  | 0 |  | 0 |  | 0 |  | 0 |  |  | 0 | 0 | 0 |  |  | 0 | 0 | 0 | 0 | 0 | 0 | 0 | 0 | 0 | 0 | 0 | 0 | 0 | 0 | 0 | 0 | 0 | 0 | 0 | 0 | 0
0 | 0 |  |  |  | 0 | [11 empty] | 0 | 0 |  | 0 |  | 0 | [5 empty] | 0 |  | 0 |  | 0 |  | 0 |  | 0 |  | 0 |  | 0 |  | 0 |  |  | 0 | 0 | 0 |  |  | 0 | 0 | 0 | 0 | 0 | 0 | 0 | 0 | 0 | 0 | 0 | 0 | 0 | 0 | 0 | 0 | 0 | 0 | 0 | 0 | 0
0 | 0 |  |  |  | 0 | [11 empty] | 0 | 0 |  | 0 |  | 0 | [5 empty] | 0 |  | 0 |  | 0 |  | 0 |  | 0 |  | 0 |  | 0 |  | 0 |  |  | 0 | 0 | 0 |  |  | 0 | 0 | 0 | 0 | 0 | 0 | 0 | 0 | 0 | 0 | 0 | 0 | 0 | 0 | 0 | 0 | 0 | 0 | 0 | 0 | 0
0 | 0 |  |  |  | 0 | [11 empty] | 0 | 0 |  | 0 |  | 0 | [5 empty] | 0 |  | 0 |  | 0 |  | 0 |  | 0 |  | 0 |  | 0 |  | 0 |  |  | 0 | 0 | 0 |  |  | 0 | 0 | 0 | 0 | 0 | 0 | 0 | 0 | 0 | 0 | 0 | 0 | 0 | 0 | 0 | 0 | 0 | 0 | 0 | 0 | 0
0 | 0 |  |  |  | 0 | [11 empty] | 0 | 0 |  | 0 |  | 0 | [5 empty] | 0 |  | 0 |  | 0 |  | 0 |  | 0 |  | 0 |  | 0 |  | 0 |  |  | 0 | 0 | 0 |  |  | 0 | 0 | 0 | 0 | 0 | 0 | 0 | 0 | 0 | 0 | 0 | 0 | 0 | 0 | 0 | 0 | 0 | 0 | 0 | 0 | 0
0 | 0 |  |  |  | 0 | [11 empty] | 0 | 0 |  | 0 |  | 0 | [5 empty] | 0 |  | 0 |  | 0 |  | 0 |  | 0 |  | 0 |  | 0 |  | 0 |  |  | 0 | 0 | 0 |  |  | 0 | 0 | 0 | 0 | 0 | 0 | 0 | 0 | 0 | 0 | 0 | 0 | 0 | 0 | 0 | 0 | 0 | 0 | 0 | 0 | 0
0 | 0 |  |  |  | 0 | [11 empty] | 0 | 0 |  | 0 |  | 0 | [5 empty] | 0 |  | 0 |  | 0 |  | 0 |  | 0 |  | 0 |  | 0 |  | 0 |  |  | 0 | 0 | 0 |  |  | 0 | 0 | 0 | 0 | 0 | 0 | 0 | 0 | 0 | 0 | 0 | 0 | 0 | 0 | 0 | 0 | 0 | 0 | 0 | 0 | 0
0 | 0 |  |  |  | 0 | [11 empty] | 0 | 0 |  | 0 |  | 0 | [5 empty] | 0 |  | 0 |  | 0 |  | 0 |  | 0 |  | 0 |  | 0 |  | 0 |  |  | 0 | 0 | 0 |  |  | 0 | 0 | 0 | 0 | 0 | 0 | 0 | 0 | 0 | 0 | 0 | 0 | 0 | 0 | 0 | 0 | 0 | 0 | 0 | 0 | 0
0 | 0 |  |  |  | 0 | [11 empty] | 0 | 0 |  | 0 |  | 0 | [5 empty] | 0 |  | 0 |  | 0 |  | 0 |  | 0 |  | 0 |  | 0 |  | 0 |  |  | 0 | 0 | 0 |  |  | 0 | 0 | 0 | 0 | 0 | 0 | 0 | 0 | 0 | 0 | 0 | 0 | 0 | 0 | 0 | 0 | 0 | 0 | 0 | 0 | 0
0 | 0 |  |  |  | 0 | [11 empty] | 0 | 0 |  | 0 |  | 0 | [5 empty] | 0 |  | 0 |  | 0 |  | 0 |  | 0 |  | 0 |  | 0 |  | 0 |  |  | 0 | 0 | 0 |  |  | 0 | 0 | 0 | 0 | 0 | 0 | 0 | 0 | 0 | 0 | 0 | 0 | 0 | 0 | 0 | 0 | 0 | 0 | 0 | 0 | 0
0 | 0 |  |  |  | 0 | [11 empty] | 0 | 0 |  | 0 |  | 0 | [5 empty] | 0 |  | 0 |  | 0 |  | 0 |  | 0 |  | 0 |  | 0 |  | 0 |  |  | 0 | 0 | 0 |  |  | 0 | 0 | 0 | 0 | 0 | 0 | 0 | 0 | 0 | 0 | 0 | 0 | 0 | 0 | 0 | 0 | 0 | 0 | 0 | 0 | 0
0 | 0 |  |  |  | 0 | [11 empty] | 0 | 0 |  | 0 |  | 0 | [5 empty] | 0 |  | 0 |  | 0 |  | 0 |  | 0 |  | 0 |  | 0 |  | 0 |  |  | 0 | 0 | 0 |  |  | 0 | 0 | 0 | 0 | 0 | 0 | 0 | 0 | 0 | 0 | 0 | 0 | 0 | 0 | 0 | 0 | 0 | 0 | 0 | 0 | 0
0 | 0 |  |  |  | 0 | [11 empty] | 0 | 0 |  | 0 |  | 0 | [5 empty] | 0 |  | 0 |  | 0 |  | 0 |  | 0 |  | 0 |  | 0 |  | 0 |  |  | 0 | 0 | 0 |  |  | 0 | 0 | 0 | 0 | 0 | 0 | 0 | 0 | 0 | 0 | 0 | 0 | 0 | 0 | 0 | 0 | 0 | 0 | 0 | 0 | 0
0 | 0 |  |  |  | 0 | [11 empty] | 0 | 0 |  | 0 |  | 0 | [5 empty] | 0 |  | 0 |  | 0 |  | 0 |  | 0 |  | 0 |  | 0 |  | 0 |  |  | 0 | 0 | 0 |  |  | 0 | 0 | 0 | 0 | 0 | 0 | 0 | 0 | 0 | 0 | 0 | 0 | 0 | 0 | 0 | 0 | 0 | 0 | 0 | 0 | 0
0 | 0 |  |  |  | 0 | [11 empty] | 0 | 0 |  | 0 |  | 0 | [5 empty] | 0 |  | 0 |  | 0 |  | 0 |  | 0 |  | 0 |  | 0 |  | 0 |  |  | 0 | 0 | 0 |  |  | 0 | 0 | 0 | 0 | 0 | 0 | 0 | 0 | 0 | 0 | 0 | 0 | 0 | 0 | 0 | 0 | 0 | 0 | 0 | 0 | 0
0 | 0 |  |  |  | 0 | [11 empty] | 0 | 0 |  | 0 |  | 0 | [5 empty] | 0 |  | 0 |  | 0 |  | 0 |  | 0 |  | 0 |  | 0 |  | 0 |  |  | 0 | 0 | 0 |  |  | 0 | 0 | 0 | 0 | 0 | 0 | 0 | 0 | 0 | 0 | 0 | 0 | 0 | 0 | 0 | 0 | 0 | 0 | 0 | 0 | 0
0 | 0 |  |  |  | 0 | [11 empty] | 0 | 0 |  | 0 |  | 0 | [5 empty] | 0 |  | 0 |  | 0 |  | 0 |  | 0 |  | 0 |  | 0 |  | 0 |  |  | 0 | 0 | 0 |  |  | 0 | 0 | 0 | 0 | 0 | 0 | 0 | 0 | 0 | 0 | 0 | 0 | 0 | 0 | 0 | 0 | 0 | 0 | 0 | 0 | 0
0 | 0 |  |  |  | 0 | [11 empty] | 0 | 0 |  | 0 |  | 0 | [5 empty] | 0 |  | 0 |  | 0 |  | 0 |  | 0 |  | 0 |  | 0 |  | 0 |  |  | 0 | 0 | 0 |  |  | 0 | 0 | 0 | 0 | 0 | 0 | 0 | 0 | 0 | 0 | 0 | 0 | 0 | 0 | 0 | 0 | 0 | 0 | 0 | 0 | 0
0 | 0 |  |  |  | 0 | [11 empty] | 0 | 0 |  | 0 |  | 0 | [5 empty] | 0 |  | 0 |  | 0 |  | 0 |  | 0 |  | 0 |  | 0 |  | 0 |  |  | 0 | 0 | 0 |  |  | 0 | 0 | 0 | 0 | 0 | 0 | 0 | 0 | 0 | 0 | 0 | 0 | 0 | 0 | 0 | 0 | 0 | 0 | 0 | 0 | 0
0 | 0 |  |  |  | 0 | [11 empty] | 0 | 0 |  | 0 |  | 0 | [5 empty] | 0 |  | 0 |  | 0 |  | 0 |  | 0 |  | 0 |  | 0 |  | 0 |  |  | 0 | 0 | 0 |  |  | 0 | 0 | 0 | 0 | 0 | 0 | 0 | 0 | 0 | 0 | 0 | 0 | 0 | 0 | 0 | 0 | 0 | 0 | 0 | 0 | 0
0 | 0 |  |  |  | 0 | [11 empty] | 0 | 0 |  | 0 |  | 0 | [5 empty] | 0 |  | 0 |  | 0 |  | 0 |  | 0 |  | 0 |  | 0 |  | 0 |  |  | 0 | 0 | 0 |  |  | 0 | 0 | 0 | 0 | 0 | 0 | 0 | 0 | 0 | 0 | 0 | 0 | 0 | 0 | 0 | 0 | 0 | 0 | 0 | 0 | 0
0 | 0 |  |  |  | 0 | [11 empty] | 0 | 0 |  | 0 |  | 0 | [5 empty] | 0 |  | 0 |  | 0 |  | 0 |  | 0 |  | 0 |  | 0 |  | 0 |  |  | 0 | 0 | 0 |  |  | 0 | 0 | 0 | 0 | 0 | 0 | 0 | 0 | 0 | 0 | 0 | 0 | 0 | 0 | 0 | 0 | 0 | 0 | 0 | 0 | 0
0 | 0 |  |  |  | 0 | [11 empty] | 0 | 0 |  | 0 |  | 0 | [5 empty] | 0 |  | 0 |  | 0 |  | 0 |  | 0 |  | 0 |  | 0 |  | 0 |  |  | 0 | 0 | 0 |  |  | 0 | 0 | 0 | 0 | 0 | 0 | 0 | 0 | 0 | 0 | 0 | 0 | 0 | 0 | 0 | 0 | 0 | 0 | 0 | 0 | 0
0 | 0 |  |  |  | 0 | [11 empty] | 0 | 0 |  | 0 |  | 0 | [5 empty] | 0 |  | 0 |  | 0 |  | 0 |  | 0 |  | 0 |  | 0 |  | 0 |  |  | 0 | 0 | 0 |  |  | 0 | 0 | 0 | 0 | 0 | 0 | 0 | 0 | 0 | 0 | 0 | 0 | 0 | 0 | 0 | 0 | 0 | 0 | 0 | 0 | 0
0 | 0 |  |  |  | 0 | [11 empty] | 0 | 0 |  | 0 |  | 0 | [5 empty] | 0 |  | 0 |  | 0 |  | 0 |  | 0 |  | 0 |  | 0 |  | 0 |  |  | 0 | 0 | 0 |  |  | 0 | 0 | 0 | 0 | 0 | 0 | 0 | 0 | 0 | 0 | 0 | 0 | 0 | 0 | 0 | 0 | 0 | 0 | 0 | 0 | 0
0 | 0 |  |  |  | 0 | [11 empty] | 0 | 0 |  | 0 |  | 0 | [5 empty] | 0 |  | 0 |  | 0 |  | 0 |  | 0 |  | 0 |  | 0 |  | 0 |  |  | 0 | 0 | 0 |  |  | 0 | 0 | 0 | 0 | 0 | 0 | 0 | 0 | 0 | 0 | 0 | 0 | 0 | 0 | 0 | 0 | 0 | 0 | 0 | 0 | 0
0 | 0 |  |  |  | 0 | [11 empty] | 0 | 0 |  | 0 |  | 0 | [5 empty] | 0 |  | 0 |  | 0 |  | 0 |  | 0 |  | 0 |  | 0 |  | 0 |  |  | 0 | 0 | 0 |  |  | 0 | 0 | 0 | 0 | 0 | 0 | 0 | 0 | 0 | 0 | 0 | 0 | 0 | 0 | 0 | 0 | 0 | 0 | 0 | 0 | 0
0 | 0 |  |  |  | 0 | [11 empty] | 0 | 0 |  | 0 |  | 0 | [5 empty] | 0 |  | 0 |  | 0 |  | 0 |  | 0 |  | 0 |  | 0 |  | 0 |  |  | 0 | 0 | 0 |  |  | 0 | 0 | 0 | 0 | 0 | 0 | 0 | 0 | 0 | 0 | 0 | 0 | 0 | 0 | 0 | 0 | 0 | 0 | 0 | 0 | 0
0 | 0 |  |  |  | 0 | [11 empty] | 0 | 0 |  | 0 |  | 0 | [5 empty] | 0 |  | 0 |  | 0 |  | 0 |  | 0 |  | 0 |  | 0 |  | 0 |  |  | 0 | 0 | 0 |  |  | 0 | 0 | 0 | 0 | 0 | 0 | 0 | 0 | 0 | 0 | 0 | 0 | 0 | 0 | 0 | 0 | 0 | 0 | 0 | 0 | 0
0 | 0 |  |  |  | 0 | [11 empty] | 0 | 0 |  | 0 |  | 0 | [5 empty] | 0 |  | 0 |  | 0 |  | 0 |  | 0 |  | 0 |  | 0 |  | 0 |  |  | 0 | 0 | 0 |  |  | 0 | 0 | 0 | 0 | 0 | 0 | 0 | 0 | 0 | 0 | 0 | 0 | 0 | 0 | 0 | 0 | 0 | 0 | 0 | 0 | 0
0 | 0 |  |  |  | 0 | [11 empty] | 0 | 0 |  | 0 |  | 0 | [5 empty] | 0 |  | 0 |  | 0 |  | 0 |  | 0 |  | 0 |  | 0 |  | 0 |  |  | 0 | 0 | 0 |  |  | 0 | 0 | 0 | 0 | 0 | 0 | 0 | 0 | 0 | 0 | 0 | 0 | 0 | 0 | 0 | 0 | 0 | 0 | 0 | 0 | 0
0 | 0 |  |  |  | 0 | [11 empty] | 0 | 0 |  | 0 |  | 0 | [5 empty] | 0 |  | 0 |  | 0 |  | 0 |  | 0 |  | 0 |  | 0 |  | 0 |  |  | 0 | 0 | 0 |  |  | 0 | 0 | 0 | 0 | 0 | 0 | 0 | 0 | 0 | 0 | 0 | 0 | 0 | 0 | 0 | 0 | 0 | 0 | 0 | 0 | 0
0
[6 empty] | END |  | Total Price for Schedule X (Option) | [9 empty] | 0 |  | 0 |  | 0 | Baht |  | Baht |  | Baht |  | Baht |  | Baht |  |  | 0 | Baht |  | Baht |  | Baht |  | Baht |  |  |  |  | Baht | Baht |  |  | Baht | Baht | Baht | Baht | Baht | Baht | Baht | Baht | Baht | Baht | Baht | Baht | Baht | Baht | Baht | Baht | Baht | Baht | Baht | Baht | Baht | bar: 79 to 81
[18 empty] | 0 |  | 0 |  | 0 | [5 empty] | 0 |  | 0 |  | 0 |  | 0 |  | 0 |  | 0 |  | 0 |  | 0 |  |  |  | 0 | 0 |  |  | 0 | 0 | 0 | 0 | 0 | 0 | 0 | 0 | 0 | 0 | 0 | 0 | 0 | 0 | 0 | 0 | 0 | 0 | 0 | 0 | 0 | bar: 79 to 81
[18 empty] | 0 |  | 0 |  | 0 | [11 empty] | 0 | bar: 79 to 81
[18 empty] | 0 |  | 0 |  | 0 | [11 empty] | 0 | bar: 79 to 81
[18 empty] | 0 |  | 0 |  | 0 | [11 empty] | 0
[18 empty] | 0 |  | 0 |  | 0 | [11 empty] | 0
[18 empty] | 0 |  | 0 |  | 0 | [11 empty] | 0
[18 empty] | 0 |  | 0 |  | 0 | [11 empty] | 0
000000000000000000000000000000000000000
0000000000000000000000000000000000000000
000000000000000000000
[8 empty] | 0 | 0 |  |  |  |  | 0000000000000000000000000000000000000000000000000000000000000000000000000000000000000000000000000000
[8 empty] | 0 | 0
[8 empty] | 0 | 0
[8 empty] | 0 | 0
[8 empty] | 0 | 0
[8 empty] | 0 | 0
[8 empty] | 0 | 0
[8 empty] | 0 | 0
[8 empty] | 0 | 0
[8 empty] | 0 | 0
[8 empty] | 0 | 0
[8 empty] | 0 | 0
[8 empty] | 0 | 0
[8 empty] | 0 | 0
[8 empty] | 0 | 0
[8 empty] | 0 | 0
[8 empty] | 0 | 0
[8 empty] | 0 | 0
[8 empty] | 0 | 0
[8 empty] | 0 | 0
[8 empty] | 0 | 0
[8 empty] | 0 | 0
[8 empty] | 0 | 0
[8 empty] | 0 | 0
[8 empty] | 0 | 0
[8 empty] | 0 | 0
[8 empty] | 0 | 0
[8 empty] | 0 | 0
[8 empty] | 0 | 0
[8 empty] | 0 | 0
[8 empty] | 0 | 0
[8 empty] | 0 | 0
[8 empty] | 0 | 0
[8 empty] | 0 | 0
[8 empty] | 0 | 0
[8 empty] | 0 | 0
[8 empty] | 0 | 0
[8 empty] | 0 | 0
[8 empty] | 0 | 0
[8 empty] | 0 | 0
[8 empty] | 0 | 0
[8 empty] | 0 | 0
[8 empty] | 0 | 0
[8 empty] | 0 | 0
[8 empty] | 0 | 0
[8 empty] | 0 | 0
[8 empty] | 0 | 0
[8 empty] | 0 | 0
[8 empty] | 0 | 0
[8 empty] | 0 | 0
[8 empty] | 0 | 0
[8 empty] | 0 | 0
[8 empty] | 0 | 0
[8 empty] | 0 | 0
[8 empty] | 0 | 0
[8 empty] | 0 | 0
[8 empty] | 0 | 0
[8 empty] | 0 | 0
[8 empty] | 0 | 0
[8 empty] | 0 | 0
[8 empty] | 0 | 0
[8 empty] | 0 | 0
[8 empty] | 0 | 0
[8 empty] | 0 | 0
[8 empty] | 0 | 0
[8 empty] | 0 | 0
[8 empty] | 0 | 0
[8 empty] | 0 | 0
[8 empty] | 0 | 0
[8 empty] | 0 | 0
[8 empty] | 0 | 0
[8 empty] | 0 | 0
[8 empty] | 0 | 0
[8 empty] | 0 | 0
[8 empty] | 0 | 0
[8 empty] | 0 | 0
[8 empty] | 0 | 0
[8 empty] | 0 | 0
[8 empty] | 0 | 0
[8 empty] | 0 | 0
[8 empty] | 0 | 0
[8 empty] | 0 | 0
[8 empty] | 0 | 0
[8 empty] | 0 | 0
[8 empty] | 0 | 0
[8 empty] | 0 | 0
[8 empty] | 0 | 0
[8 empty] | 0 | 0
[8 empty] | 0 | 0
[8 empty] | 0 | 0
[8 empty] | 0 | 0
[8 empty] | 0 | 0
[8 empty] | 0 | 0
[8 empty] | 0 | 0
[8 empty] | 0 | 0
[8 empty] | 0 | 0
[8 empty] | 0 | 0
[8 empty] | 0 | 0
[8 empty] | 0 | 0
[8 empty] | 0 | 0

## _Supervisor
INVITATION TO BID NO. VKS1-SWG-01
Service of Installation Supervisor (Schedule 1)
[77 empty] | 79 | 80 | 81 | 82 | 83 | 84 | 85 | 86 | 87 | 88 | 89 | 90 | 91 | 92 | 93 | 94 | 95 | 96 | 97 | 98 | 99 | 100 | 101 | 102 | 103 | 104 | 105 | 106 | 107 | 108 | 109 | 110 | 111 | 112 | 113 | 114 | 115 | 116 | 117 | 118 | 119 | 120 | 121 | 122 | 123 | 124 | 125 | 126 | 127 | 128
[8 empty] | SUPPLY OF 115 KV COMPACT SWITCHGEAR | [62 empty] | 72 | 73 | 75 | 76 | 77 | 78 | 82: Breakdown per Item :
[8 empty] | TRANSMISSION SYSTEM FOR HYDRO-FLOATING SOLAR HYBRID PROJECT VAJIRALONGKORN DAM UNIT 1 | [68 empty] | 82: Schedule :
System :
Job No. | Substation | Delivery Required by EGAT |  |  |  | Material group | Code No. | Item No. | Description | Short Description | Drawing No. / Reference No. | Qty. | Unit | Currency | Supply of Equipment | [15 empty] | Supply of Equipment |  | Foreign Currency |  | Local Currency |  | Local Transportation |  | Local Transportation, Construction and Installation |  | Purchase Price Offered for Dismantled Equipment |  | Plant |  | UOM | [25 empty] | Irrelevant | Incoterm | Account Assignment | Cost Object | Fund Center |  | 105: CFR Thai Port; 107: CIF Thai Port; 109: DDP EGAT 's Store; 111: Local Transportation; 113: Custom Clearance; 115: DDP EGAT 's Store; 117: Ex-works Price; 119: Local Transportation; 121: Foreign Currency; 123: Local Currency; 125: Local Transportation to EGAT 's Store; 127: Local Transportation, Construction and Installation | Long Description | Short Description
|  | (with in months after receipt of the notification of award) | [12 empty] | Foreign Supply | [5 empty] | Foreign Supply |  | Foreign Supply |  |  |  | Local Supply |  | Local Supply |  | Local Supply | [16 empty] | Preference | % Import Duty | Preference | CFR Price | CIF Price | Foreign Currency | Ex-works Price | Local Currency | Local Transportation | Local Transportation, | Marine Insurance Price | Customs Clearance | Import Duty Price | VAT for Imported Equipment | VAT for Import Duty | VAT for | VAT for Ex-works Price | VAT for | VAT for | VAT for Transportation, Construction and Installation | Foreign | Local | Evaluation Price | [6 empty] | 115: ( excluding VAT ); 117: ( excluding VAT )
[5 empty] | Completion Date | [9 empty] | FOB Vessel | Cost of | CFR Thai Port |  | CIF Thai Port |  | DDP EGAT 's Store |  | Local Transportation |  | Custom Clearance |  | DDP EGAT 's Store |  | Ex-works Price |  | Local Transportation | [12 empty] | Breakdown tab |  | Proposed Price | Evaluation Price | Status | [7 empty] | to EGAT 's Store | Construction and | [5 empty] | Foreign Currency |  | Local Currency | Local Transportation |  | Price Adjustment | Price Adjustment | [7 empty] | 104: Incoterm; 105: CFR; 107: CIF; 109: DDP; 111: ZTF; 113: ZCC; 115: DDP; 117: EXW; 119: ZTL; 125: ZTT; 127: ZCN
|  | CFR Thai Port | DDP or EGAT's Store | Ex-works | [11 empty] | Transportation | [10 empty] | ( excluding VAT ) |  | ( excluding VAT ) |  | ( excluding VAT ) |  |  |  | ( excluding VAT ) |  | ( excluding VAT ) |  | ( excluding VAT ) |  | ( including VAT ) | [15 empty] | Installation | [%Insure(110%(CFR))] | [%Custom(CIF)] | [%Import Duty(CIF)] | [ %VAT(CFR/CIF) ] | [ %VAT( Import Duty) ] | [ %VAT(Foreign Currency) ] | [ %VAT(Ex-works Price) ] | [ %VAT(Local Currency) ] | to EGAT 's Store | [10 empty] | 104: Material group; 111: SV-TRN-MT; 113: SV-CTM; 119: SV-TRN-MT; 125: SV-TRN-MT; 127: SV-MNT-EQ
[16 empty] | to Thai Port | [6 empty] | Baht |  | Baht |  | Baht |  | Baht |  | Baht |  |  |  | Baht |  | Baht |  | Baht |  | Baht |  |  |  |  | Baht | Baht |  |  | Baht | Baht | Baht | Baht | Baht | Baht | Baht | Baht | Baht | Baht | Baht | Baht | Baht | Baht | Baht | Baht | Baht | Baht | Baht | Baht | Baht
|  | (month) | (month) | (month) | (month) | [9 empty] | Unit Price | Unit Price | Unit Price | Amount | Unit Price | Amount | Unit Price | Amount | Unit Price | Amount | Unit Price | Amount | Unit Price | Amount | Unit Price | Amount | Unit Price | Amount | Unit Price | Amount | Unit Price | Amount | Unit Price | Amount | Unit Price | Amount | Unit Price | Amount | [5 empty] | (Y/N) | (IPDTY) | (PRF) | (CFR) | (CIF) | (FC) | (EW) | (LC) | (LT) | (TCI) | (MI) | (CC) | ( IDP) | (VATIE) | (VATID) | (VATFC) | (VATEW) | (VATLC) | (VATLT) | (VATTCI) | (FPA) | (LPA) | (EVAPR)
0 | 0 |  |  |  | 0 |  |  | 1-6 | Service of Installation Supervisor of Compact Switchgear Item No.1-1 |  |  |  | man day |  |  |  | 0 | 0 |  | 0 |  | 0 | [5 empty] | 0 |  | 0 |  | 0 |  | 0 |  | 0 |  | 0 |  | 0 |  | 0 |  |  | MDA | 0 | 0 |  |  | 0 | 0 | 0 | 0 | 0 | 0 | 0 | 0 | 0 | 0 | 0 | 0 | 0 | 0 | 0 | 0 | 0 | 0 | 0 | 0 | 0 | [56 empty] | Service of Installation Supervisor of Compact Switchgear Item No.1-1
0 | 0 |  |  |  | 0 | [11 empty] | 0 | 0 |  | 0 |  | 0 | [5 empty] | 0 |  | 0 |  | 0 |  | 0 |  | 0 |  | 0 |  | 0 |  | 0 |  |  | 0 | 0 | 0 |  |  | 0 | 0 | 0 | 0 | 0 | 0 | 0 | 0 | 0 | 0 | 0 | 0 | 0 | 0 | 0 | 0 | 0 | 0 | 0 | 0 | 0
0 | 0 |  |  |  | 0 | [11 empty] | 0 | 0 |  | 0 |  | 0 | [5 empty] | 0 |  | 0 |  | 0 |  | 0 |  | 0 |  | 0 |  | 0 |  | 0 |  |  | 0 | 0 | 0 |  |  | 0 | 0 | 0 | 0 | 0 | 0 | 0 | 0 | 0 | 0 | 0 | 0 | 0 | 0 | 0 | 0 | 0 | 0 | 0 | 0 | 0
0 | 0 |  |  |  | 0 | [11 empty] | 0 | 0 |  | 0 |  | 0 | [5 empty] | 0 |  | 0 |  | 0 |  | 0 |  | 0 |  | 0 |  | 0 |  | 0 |  |  | 0 | 0 | 0 |  |  | 0 | 0 | 0 | 0 | 0 | 0 | 0 | 0 | 0 | 0 | 0 | 0 | 0 | 0 | 0 | 0 | 0 | 0 | 0 | 0 | 0
0 | 0 |  |  |  | 0 | [11 empty] | 0 | 0 |  | 0 |  | 0 | [5 empty] | 0 |  | 0 |  | 0 |  | 0 |  | 0 |  | 0 |  | 0 |  | 0 |  |  | 0 | 0 | 0 |  |  | 0 | 0 | 0 | 0 | 0 | 0 | 0 | 0 | 0 | 0 | 0 | 0 | 0 | 0 | 0 | 0 | 0 | 0 | 0 | 0 | 0
0 | 0 |  |  |  | 0 | [11 empty] | 0 | 0 |  | 0 |  | 0 | [5 empty] | 0 |  | 0 |  | 0 |  | 0 |  | 0 |  | 0 |  | 0 |  | 0 |  |  | 0 | 0 | 0 |  |  | 0 | 0 | 0 | 0 | 0 | 0 | 0 | 0 | 0 | 0 | 0 | 0 | 0 | 0 | 0 | 0 | 0 | 0 | 0 | 0 | 0
0 | 0 |  |  |  | 0 | [11 empty] | 0 | 0 |  | 0 |  | 0 | [5 empty] | 0 |  | 0 |  | 0 |  | 0 |  | 0 |  | 0 |  | 0 |  | 0 |  |  | 0 | 0 | 0 |  |  | 0 | 0 | 0 | 0 | 0 | 0 | 0 | 0 | 0 | 0 | 0 | 0 | 0 | 0 | 0 | 0 | 0 | 0 | 0 | 0 | 0
0 | 0 |  |  |  | 0 | [11 empty] | 0 | 0 |  | 0 |  | 0 | [5 empty] | 0 |  | 0 |  | 0 |  | 0 |  | 0 |  | 0 |  | 0 |  | 0 |  |  | 0 | 0 | 0 |  |  | 0 | 0 | 0 | 0 | 0 | 0 | 0 | 0 | 0 | 0 | 0 | 0 | 0 | 0 | 0 | 0 | 0 | 0 | 0 | 0 | 0
0 | 0 |  |  |  | 0 | [11 empty] | 0 | 0 |  | 0 |  | 0 | [5 empty] | 0 |  | 0 |  | 0 |  | 0 |  | 0 |  | 0 |  | 0 |  | 0 |  |  | 0 | 0 | 0 |  |  | 0 | 0 | 0 | 0 | 0 | 0 | 0 | 0 | 0 | 0 | 0 | 0 | 0 | 0 | 0 | 0 | 0 | 0 | 0 | 0 | 0
0 | 0 |  |  |  | 0 | [11 empty] | 0 | 0 |  | 0 |  | 0 | [5 empty] | 0 |  | 0 |  | 0 |  | 0 |  | 0 |  | 0 |  | 0 |  | 0 |  |  | 0 | 0 | 0 |  |  | 0 | 0 | 0 | 0 | 0 | 0 | 0 | 0 | 0 | 0 | 0 | 0 | 0 | 0 | 0 | 0 | 0 | 0 | 0 | 0 | 0
0 | 0 |  |  |  | 0 | [11 empty] | 0 | 0 |  | 0 |  | 0 | [5 empty] | 0 |  | 0 |  | 0 |  | 0 |  | 0 |  | 0 |  | 0 |  | 0 |  |  | 0 | 0 | 0 |  |  | 0 | 0 | 0 | 0 | 0 | 0 | 0 | 0 | 0 | 0 | 0 | 0 | 0 | 0 | 0 | 0 | 0 | 0 | 0 | 0 | 0
0 | 0 |  |  |  | 0 | [11 empty] | 0 | 0 |  | 0 |  | 0 | [5 empty] | 0 |  | 0 |  | 0 |  | 0 |  | 0 |  | 0 |  | 0 |  | 0 |  |  | 0 | 0 | 0 |  |  | 0 | 0 | 0 | 0 | 0 | 0 | 0 | 0 | 0 | 0 | 0 | 0 | 0 | 0 | 0 | 0 | 0 | 0 | 0 | 0 | 0
0 | 0 |  |  |  | 0 | [11 empty] | 0 | 0 |  | 0 |  | 0 | [5 empty] | 0 |  | 0 |  | 0 |  | 0 |  | 0 |  | 0 |  | 0 |  | 0 |  |  | 0 | 0 | 0 |  |  | 0 | 0 | 0 | 0 | 0 | 0 | 0 | 0 | 0 | 0 | 0 | 0 | 0 | 0 | 0 | 0 | 0 | 0 | 0 | 0 | 0
0 | 0 |  |  |  | 0 | [11 empty] | 0 | 0 |  | 0 |  | 0 | [5 empty] | 0 |  | 0 |  | 0 |  | 0 |  | 0 |  | 0 |  | 0 |  | 0 |  |  | 0 | 0 | 0 |  |  | 0 | 0 | 0 | 0 | 0 | 0 | 0 | 0 | 0 | 0 | 0 | 0 | 0 | 0 | 0 | 0 | 0 | 0 | 0 | 0 | 0
0 | 0 |  |  |  | 0 | [11 empty] | 0 | 0 |  | 0 |  | 0 | [5 empty] | 0 |  | 0 |  | 0 |  | 0 |  | 0 |  | 0 |  | 0 |  | 0 |  |  | 0 | 0 | 0 |  |  | 0 | 0 | 0 | 0 | 0 | 0 | 0 | 0 | 0 | 0 | 0 | 0 | 0 | 0 | 0 | 0 | 0 | 0 | 0 | 0 | 0
0 | 0 |  |  |  | 0 | [11 empty] | 0 | 0 |  | 0 |  | 0 | [5 empty] | 0 |  | 0 |  | 0 |  | 0 |  | 0 |  | 0 |  | 0 |  | 0 |  |  | 0 | 0 | 0 |  |  | 0 | 0 | 0 | 0 | 0 | 0 | 0 | 0 | 0 | 0 | 0 | 0 | 0 | 0 | 0 | 0 | 0 | 0 | 0 | 0 | 0
0 | 0 |  |  |  | 0 | [11 empty] | 0 | 0 |  | 0 |  | 0 | [5 empty] | 0 |  | 0 |  | 0 |  | 0 |  | 0 |  | 0 |  | 0 |  | 0 |  |  | 0 | 0 | 0 |  |  | 0 | 0 | 0 | 0 | 0 | 0 | 0 | 0 | 0 | 0 | 0 | 0 | 0 | 0 | 0 | 0 | 0 | 0 | 0 | 0 | 0
0 | 0 |  |  |  | 0 | [11 empty] | 0 | 0 |  | 0 |  | 0 | [5 empty] | 0 |  | 0 |  | 0 |  | 0 |  | 0 |  | 0 |  | 0 |  | 0 |  |  | 0 | 0 | 0 |  |  | 0 | 0 | 0 | 0 | 0 | 0 | 0 | 0 | 0 | 0 | 0 | 0 | 0 | 0 | 0 | 0 | 0 | 0 | 0 | 0 | 0
0 | 0 |  |  |  | 0 | [11 empty] | 0 | 0 |  | 0 |  | 0 | [5 empty] | 0 |  | 0 |  | 0 |  | 0 |  | 0 |  | 0 |  | 0 |  | 0 |  |  | 0 | 0 | 0 |  |  | 0 | 0 | 0 | 0 | 0 | 0 | 0 | 0 | 0 | 0 | 0 | 0 | 0 | 0 | 0 | 0 | 0 | 0 | 0 | 0 | 0
0 | 0 |  |  |  | 0 | [11 empty] | 0 | 0 |  | 0 |  | 0 | [5 empty] | 0 |  | 0 |  | 0 |  | 0 |  | 0 |  | 0 |  | 0 |  | 0 |  |  | 0 | 0 | 0 |  |  | 0 | 0 | 0 | 0 | 0 | 0 | 0 | 0 | 0 | 0 | 0 | 0 | 0 | 0 | 0 | 0 | 0 | 0 | 0 | 0 | 0
0 | 0 |  |  |  | 0 | [11 empty] | 0 | 0 |  | 0 |  | 0 | [5 empty] | 0 |  | 0 |  | 0 |  | 0 |  | 0 |  | 0 |  | 0 |  | 0 |  |  | 0 | 0 | 0 |  |  | 0 | 0 | 0 | 0 | 0 | 0 | 0 | 0 | 0 | 0 | 0 | 0 | 0 | 0 | 0 | 0 | 0 | 0 | 0 | 0 | 0
0 | 0 |  |  |  | 0 | [11 empty] | 0 | 0 |  | 0 |  | 0 | [5 empty] | 0 |  | 0 |  | 0 |  | 0 |  | 0 |  | 0 |  | 0 |  | 0 |  |  | 0 | 0 | 0 |  |  | 0 | 0 | 0 | 0 | 0 | 0 | 0 | 0 | 0 | 0 | 0 | 0 | 0 | 0 | 0 | 0 | 0 | 0 | 0 | 0 | 0
0 | 0 |  |  |  | 0 | [11 empty] | 0 | 0 |  | 0 |  | 0 | [5 empty] | 0 |  | 0 |  | 0 |  | 0 |  | 0 |  | 0 |  | 0 |  | 0 |  |  | 0 | 0 | 0 |  |  | 0 | 0 | 0 | 0 | 0 | 0 | 0 | 0 | 0 | 0 | 0 | 0 | 0 | 0 | 0 | 0 | 0 | 0 | 0 | 0 | 0
0 | 0 |  |  |  | 0 | [11 empty] | 0 | 0 |  | 0 |  | 0 | [5 empty] | 0 |  | 0 |  | 0 |  | 0 |  | 0 |  | 0 |  | 0 |  | 0 |  |  | 0 | 0 | 0 |  |  | 0 | 0 | 0 | 0 | 0 | 0 | 0 | 0 | 0 | 0 | 0 | 0 | 0 | 0 | 0 | 0 | 0 | 0 | 0 | 0 | 0
0 | 0 |  |  |  | 0 | [11 empty] | 0 | 0 |  | 0 |  | 0 | [5 empty] | 0 |  | 0 |  | 0 |  | 0 |  | 0 |  | 0 |  | 0 |  | 0 |  |  | 0 | 0 | 0 |  |  | 0 | 0 | 0 | 0 | 0 | 0 | 0 | 0 | 0 | 0 | 0 | 0 | 0 | 0 | 0 | 0 | 0 | 0 | 0 | 0 | 0
0 | 0 |  |  |  | 0 | [11 empty] | 0 | 0 |  | 0 |  | 0 | [5 empty] | 0 |  | 0 |  | 0 |  | 0 |  | 0 |  | 0 |  | 0 |  | 0 |  |  | 0 | 0 | 0 |  |  | 0 | 0 | 0 | 0 | 0 | 0 | 0 | 0 | 0 | 0 | 0 | 0 | 0 | 0 | 0 | 0 | 0 | 0 | 0 | 0 | 0
0 | 0 |  |  |  | 0 | [11 empty] | 0 | 0 |  | 0 |  | 0 | [5 empty] | 0 |  | 0 |  | 0 |  | 0 |  | 0 |  | 0 |  | 0 |  | 0 |  |  | 0 | 0 | 0 |  |  | 0 | 0 | 0 | 0 | 0 | 0 | 0 | 0 | 0 | 0 | 0 | 0 | 0 | 0 | 0 | 0 | 0 | 0 | 0 | 0 | 0
0 | 0 |  |  |  | 0 | [11 empty] | 0 | 0 |  | 0 |  | 0 | [5 empty] | 0 |  | 0 |  | 0 |  | 0 |  | 0 |  | 0 |  | 0 |  | 0 |  |  | 0 | 0 | 0 |  |  | 0 | 0 | 0 | 0 | 0 | 0 | 0 | 0 | 0 | 0 | 0 | 0 | 0 | 0 | 0 | 0 | 0 | 0 | 0 | 0 | 0
0 | 0 |  |  |  | 0 | [11 empty] | 0 | 0 |  | 0 |  | 0 | [5 empty] | 0 |  | 0 |  | 0 |  | 0 |  | 0 |  | 0 |  | 0 |  | 0 |  |  | 0 | 0 | 0 |  |  | 0 | 0 | 0 | 0 | 0 | 0 | 0 | 0 | 0 | 0 | 0 | 0 | 0 | 0 | 0 | 0 | 0 | 0 | 0 | 0 | 0
0 | 0 |  |  |  | 0 | [11 empty] | 0 | 0 |  | 0 |  | 0 | [5 empty] | 0 |  | 0 |  | 0 |  | 0 |  | 0 |  | 0 |  | 0 |  | 0 |  |  | 0 | 0 | 0 |  |  | 0 | 0 | 0 | 0 | 0 | 0 | 0 | 0 | 0 | 0 | 0 | 0 | 0 | 0 | 0 | 0 | 0 | 0 | 0 | 0 | 0
0 | 0 |  |  |  | 0 | [11 empty] | 0 | 0 |  | 0 |  | 0 | [5 empty] | 0 |  | 0 |  | 0 |  | 0 |  | 0 |  | 0 |  | 0 |  | 0 |  |  | 0 | 0 | 0 |  |  | 0 | 0 | 0 | 0 | 0 | 0 | 0 | 0 | 0 | 0 | 0 | 0 | 0 | 0 | 0 | 0 | 0 | 0 | 0 | 0 | 0
0 | 0 |  |  |  | 0 | [11 empty] | 0 | 0 |  | 0 |  | 0 | [5 empty] | 0 |  | 0 |  | 0 |  | 0 |  | 0 |  | 0 |  | 0 |  | 0 |  |  | 0 | 0 | 0 |  |  | 0 | 0 | 0 | 0 | 0 | 0 | 0 | 0 | 0 | 0 | 0 | 0 | 0 | 0 | 0 | 0 | 0 | 0 | 0 | 0 | 0
0 | 0 |  |  |  | 0 | [11 empty] | 0 | 0 |  | 0 |  | 0 | [5 empty] | 0 |  | 0 |  | 0 |  | 0 |  | 0 |  | 0 |  | 0 |  | 0 |  |  | 0 | 0 | 0 |  |  | 0 | 0 | 0 | 0 | 0 | 0 | 0 | 0 | 0 | 0 | 0 | 0 | 0 | 0 | 0 | 0 | 0 | 0 | 0 | 0 | 0
0 | 0 |  |  |  | 0 | [11 empty] | 0 | 0 |  | 0 |  | 0 | [5 empty] | 0 |  | 0 |  | 0 |  | 0 |  | 0 |  | 0 |  | 0 |  | 0 |  |  | 0 | 0 | 0 |  |  | 0 | 0 | 0 | 0 | 0 | 0 | 0 | 0 | 0 | 0 | 0 | 0 | 0 | 0 | 0 | 0 | 0 | 0 | 0 | 0 | 0
0 | 0 |  |  |  | 0 | [11 empty] | 0 | 0 |  | 0 |  | 0 | [5 empty] | 0 |  | 0 |  | 0 |  | 0 |  | 0 |  | 0 |  | 0 |  | 0 |  |  | 0 | 0 | 0 |  |  | 0 | 0 | 0 | 0 | 0 | 0 | 0 | 0 | 0 | 0 | 0 | 0 | 0 | 0 | 0 | 0 | 0 | 0 | 0 | 0 | 0
0 | 0 |  |  |  | 0 | [11 empty] | 0 | 0 |  | 0 |  | 0 | [5 empty] | 0 |  | 0 |  | 0 |  | 0 |  | 0 |  | 0 |  | 0 |  | 0 |  |  | 0 | 0 | 0 |  |  | 0 | 0 | 0 | 0 | 0 | 0 | 0 | 0 | 0 | 0 | 0 | 0 | 0 | 0 | 0 | 0 | 0 | 0 | 0 | 0 | 0
0 | 0 |  |  |  | 0 | [11 empty] | 0 | 0 |  | 0 |  | 0 | [5 empty] | 0 |  | 0 |  | 0 |  | 0 |  | 0 |  | 0 |  | 0 |  | 0 |  |  | 0 | 0 | 0 |  |  | 0 | 0 | 0 | 0 | 0 | 0 | 0 | 0 | 0 | 0 | 0 | 0 | 0 | 0 | 0 | 0 | 0 | 0 | 0 | 0 | 0
0 | 0 |  |  |  | 0 | [11 empty] | 0 | 0 |  | 0 |  | 0 | [5 empty] | 0 |  | 0 |  | 0 |  | 0 |  | 0 |  | 0 |  | 0 |  | 0 |  |  | 0 | 0 | 0 |  |  | 0 | 0 | 0 | 0 | 0 | 0 | 0 | 0 | 0 | 0 | 0 | 0 | 0 | 0 | 0 | 0 | 0 | 0 | 0 | 0 | 0
0 | 0 |  |  |  | 0 | [11 empty] | 0 | 0 |  | 0 |  | 0 | [5 empty] | 0 |  | 0 |  | 0 |  | 0 |  | 0 |  | 0 |  | 0 |  | 0 |  |  | 0 | 0 | 0 |  |  | 0 | 0 | 0 | 0 | 0 | 0 | 0 | 0 | 0 | 0 | 0 | 0 | 0 | 0 | 0 | 0 | 0 | 0 | 0 | 0 | 0
0 | 0 |  |  |  | 0 | [11 empty] | 0 | 0 |  | 0 |  | 0 | [5 empty] | 0 |  | 0 |  | 0 |  | 0 |  | 0 |  | 0 |  | 0 |  | 0 |  |  | 0 | 0 | 0 |  |  | 0 | 0 | 0 | 0 | 0 | 0 | 0 | 0 | 0 | 0 | 0 | 0 | 0 | 0 | 0 | 0 | 0 | 0 | 0 | 0 | 0
0 | 0 |  |  |  | 0 | [11 empty] | 0 | 0 |  | 0 |  | 0 | [5 empty] | 0 |  | 0 |  | 0 |  | 0 |  | 0 |  | 0 |  | 0 |  | 0 |  |  | 0 | 0 | 0 |  |  | 0 | 0 | 0 | 0 | 0 | 0 | 0 | 0 | 0 | 0 | 0 | 0 | 0 | 0 | 0 | 0 | 0 | 0 | 0 | 0 | 0
0 | 0 |  |  |  | 0 | [11 empty] | 0 | 0 |  | 0 |  | 0 | [5 empty] | 0 |  | 0 |  | 0 |  | 0 |  | 0 |  | 0 |  | 0 |  | 0 |  |  | 0 | 0 | 0 |  |  | 0 | 0 | 0 | 0 | 0 | 0 | 0 | 0 | 0 | 0 | 0 | 0 | 0 | 0 | 0 | 0 | 0 | 0 | 0 | 0 | 0
0 | 0 |  |  |  | 0 | [11 empty] | 0 | 0 |  | 0 |  | 0 | [5 empty] | 0 |  | 0 |  | 0 |  | 0 |  | 0 |  | 0 |  | 0 |  | 0 |  |  | 0 | 0 | 0 |  |  | 0 | 0 | 0 | 0 | 0 | 0 | 0 | 0 | 0 | 0 | 0 | 0 | 0 | 0 | 0 | 0 | 0 | 0 | 0 | 0 | 0
0 | 0 |  |  |  | 0 | [11 empty] | 0 | 0 |  | 0 |  | 0 | [5 empty] | 0 |  | 0 |  | 0 |  | 0 |  | 0 |  | 0 |  | 0 |  | 0 |  |  | 0 | 0 | 0 |  |  | 0 | 0 | 0 | 0 | 0 | 0 | 0 | 0 | 0 | 0 | 0 | 0 | 0 | 0 | 0 | 0 | 0 | 0 | 0 | 0 | 0
0 | 0 |  |  |  | 0 | [11 empty] | 0 | 0 |  | 0 |  | 0 | [5 empty] | 0 |  | 0 |  | 0 |  | 0 |  | 0 |  | 0 |  | 0 |  | 0 |  |  | 0 | 0 | 0 |  |  | 0 | 0 | 0 | 0 | 0 | 0 | 0 | 0 | 0 | 0 | 0 | 0 | 0 | 0 | 0 | 0 | 0 | 0 | 0 | 0 | 0
0 | 0 |  |  |  | 0 | [11 empty] | 0 | 0 |  | 0 |  | 0 | [5 empty] | 0 |  | 0 |  | 0 |  | 0 |  | 0 |  | 0 |  | 0 |  | 0 |  |  | 0 | 0 | 0 |  |  | 0 | 0 | 0 | 0 | 0 | 0 | 0 | 0 | 0 | 0 | 0 | 0 | 0 | 0 | 0 | 0 | 0 | 0 | 0 | 0 | 0
0 | 0 |  |  |  | 0 | [11 empty] | 0 | 0 |  | 0 |  | 0 | [5 empty] | 0 |  | 0 |  | 0 |  | 0 |  | 0 |  | 0 |  | 0 |  | 0 |  |  | 0 | 0 | 0 |  |  | 0 | 0 | 0 | 0 | 0 | 0 | 0 | 0 | 0 | 0 | 0 | 0 | 0 | 0 | 0 | 0 | 0 | 0 | 0 | 0 | 0
0 | 0 |  |  |  | 0 | [11 empty] | 0 | 0 |  | 0 |  | 0 | [5 empty] | 0 |  | 0 |  | 0 |  | 0 |  | 0 |  | 0 |  | 0 |  | 0 |  |  | 0 | 0 | 0 |  |  | 0 | 0 | 0 | 0 | 0 | 0 | 0 | 0 | 0 | 0 | 0 | 0 | 0 | 0 | 0 | 0 | 0 | 0 | 0 | 0 | 0
0 | 0 |  |  |  | 0 | [11 empty] | 0 | 0 |  | 0 |  | 0 | [5 empty] | 0 |  | 0 |  | 0 |  | 0 |  | 0 |  | 0 |  | 0 |  | 0 |  |  | 0 | 0 | 0 |  |  | 0 | 0 | 0 | 0 | 0 | 0 | 0 | 0 | 0 | 0 | 0 | 0 | 0 | 0 | 0 | 0 | 0 | 0 | 0 | 0 | 0
0 | 0 |  |  |  | 0 | [11 empty] | 0 | 0 |  | 0 |  | 0 | [5 empty] | 0 |  | 0 |  | 0 |  | 0 |  | 0 |  | 0 |  | 0 |  | 0 |  |  | 0 | 0 | 0 |  |  | 0 | 0 | 0 | 0 | 0 | 0 | 0 | 0 | 0 | 0 | 0 | 0 | 0 | 0 | 0 | 0 | 0 | 0 | 0 | 0 | 0
0 | 0 |  |  |  | 0 | [11 empty] | 0 | 0 |  | 0 |  | 0 | [5 empty] | 0 |  | 0 |  | 0 |  | 0 |  | 0 |  | 0 |  | 0 |  | 0 |  |  | 0 | 0 | 0 |  |  | 0 | 0 | 0 | 0 | 0 | 0 | 0 | 0 | 0 | 0 | 0 | 0 | 0 | 0 | 0 | 0 | 0 | 0 | 0 | 0 | 0
0 | 0 |  |  |  | 0 | [11 empty] | 0 | 0 |  | 0 |  | 0 | [5 empty] | 0 |  | 0 |  | 0 |  | 0 |  | 0 |  | 0 |  | 0 |  | 0 |  |  | 0 | 0 | 0 |  |  | 0 | 0 | 0 | 0 | 0 | 0 | 0 | 0 | 0 | 0 | 0 | 0 | 0 | 0 | 0 | 0 | 0 | 0 | 0 | 0 | 0
0 | 0 |  |  |  | 0 | [11 empty] | 0 | 0 |  | 0 |  | 0 | [5 empty] | 0 |  | 0 |  | 0 |  | 0 |  | 0 |  | 0 |  | 0 |  | 0 |  |  | 0 | 0 | 0 |  |  | 0 | 0 | 0 | 0 | 0 | 0 | 0 | 0 | 0 | 0 | 0 | 0 | 0 | 0 | 0 | 0 | 0 | 0 | 0 | 0 | 0
0 | 0 |  |  |  | 0 | [11 empty] | 0 | 0 |  | 0 |  | 0 | [5 empty] | 0 |  | 0 |  | 0 |  | 0 |  | 0 |  | 0 |  | 0 |  | 0 |  |  | 0 | 0 | 0 |  |  | 0 | 0 | 0 | 0 | 0 | 0 | 0 | 0 | 0 | 0 | 0 | 0 | 0 | 0 | 0 | 0 | 0 | 0 | 0 | 0 | 0
0 | 0 |  |  |  | 0 | [11 empty] | 0 | 0 |  | 0 |  | 0 | [5 empty] | 0 |  | 0 |  | 0 |  | 0 |  | 0 |  | 0 |  | 0 |  | 0 |  |  | 0 | 0 | 0 |  |  | 0 | 0 | 0 | 0 | 0 | 0 | 0 | 0 | 0 | 0 | 0 | 0 | 0 | 0 | 0 | 0 | 0 | 0 | 0 | 0 | 0
0 | 0 |  |  |  | 0 | [11 empty] | 0 | 0 |  | 0 |  | 0 | [5 empty] | 0 |  | 0 |  | 0 |  | 0 |  | 0 |  | 0 |  | 0 |  | 0 |  |  | 0 | 0 | 0 |  |  | 0 | 0 | 0 | 0 | 0 | 0 | 0 | 0 | 0 | 0 | 0 | 0 | 0 | 0 | 0 | 0 | 0 | 0 | 0 | 0 | 0
0 | 0 |  |  |  | 0 | [11 empty] | 0 | 0 |  | 0 |  | 0 | [5 empty] | 0 |  | 0 |  | 0 |  | 0 |  | 0 |  | 0 |  | 0 |  | 0 |  |  | 0 | 0 | 0 |  |  | 0 | 0 | 0 | 0 | 0 | 0 | 0 | 0 | 0 | 0 | 0 | 0 | 0 | 0 | 0 | 0 | 0 | 0 | 0 | 0 | 0
0 | 0 |  |  |  | 0 | [11 empty] | 0 | 0 |  | 0 |  | 0 | [5 empty] | 0 |  | 0 |  | 0 |  | 0 |  | 0 |  | 0 |  | 0 |  | 0 |  |  | 0 | 0 | 0 |  |  | 0 | 0 | 0 | 0 | 0 | 0 | 0 | 0 | 0 | 0 | 0 | 0 | 0 | 0 | 0 | 0 | 0 | 0 | 0 | 0 | 0
0 | 0 |  |  |  | 0 | [11 empty] | 0 | 0 |  | 0 |  | 0 | [5 empty] | 0 |  | 0 |  | 0 |  | 0 |  | 0 |  | 0 |  | 0 |  | 0 |  |  | 0 | 0 | 0 |  |  | 0 | 0 | 0 | 0 | 0 | 0 | 0 | 0 | 0 | 0 | 0 | 0 | 0 | 0 | 0 | 0 | 0 | 0 | 0 | 0 | 0
0 | 0 |  |  |  | 0 | [11 empty] | 0 | 0 |  | 0 |  | 0 | [5 empty] | 0 |  | 0 |  | 0 |  | 0 |  | 0 |  | 0 |  | 0 |  | 0 |  |  | 0 | 0 | 0 |  |  | 0 | 0 | 0 | 0 | 0 | 0 | 0 | 0 | 0 | 0 | 0 | 0 | 0 | 0 | 0 | 0 | 0 | 0 | 0 | 0 | 0
0 | 0 |  |  |  | 0 | [11 empty] | 0 | 0 |  | 0 |  | 0 | [5 empty] | 0 |  | 0 |  | 0 |  | 0 |  | 0 |  | 0 |  | 0 |  | 0 |  |  | 0 | 0 | 0 |  |  | 0 | 0 | 0 | 0 | 0 | 0 | 0 | 0 | 0 | 0 | 0 | 0 | 0 | 0 | 0 | 0 | 0 | 0 | 0 | 0 | 0
0 | 0 |  |  |  | 0 | [11 empty] | 0 | 0 |  | 0 |  | 0 | [5 empty] | 0 |  | 0 |  | 0 |  | 0 |  | 0 |  | 0 |  | 0 |  | 0 |  |  | 0 | 0 | 0 |  |  | 0 | 0 | 0 | 0 | 0 | 0 | 0 | 0 | 0 | 0 | 0 | 0 | 0 | 0 | 0 | 0 | 0 | 0 | 0 | 0 | 0
0 | 0 |  |  |  | 0 | [11 empty] | 0 | 0 |  | 0 |  | 0 | [5 empty] | 0 |  | 0 |  | 0 |  | 0 |  | 0 |  | 0 |  | 0 |  | 0 |  |  | 0 | 0 | 0 |  |  | 0 | 0 | 0 | 0 | 0 | 0 | 0 | 0 | 0 | 0 | 0 | 0 | 0 | 0 | 0 | 0 | 0 | 0 | 0 | 0 | 0
0 | 0 |  |  |  | 0 | [11 empty] | 0 | 0 |  | 0 |  | 0 | [5 empty] | 0 |  | 0 |  | 0 |  | 0 |  | 0 |  | 0 |  | 0 |  | 0 |  |  | 0 | 0 | 0 |  |  | 0 | 0 | 0 | 0 | 0 | 0 | 0 | 0 | 0 | 0 | 0 | 0 | 0 | 0 | 0 | 0 | 0 | 0 | 0 | 0 | 0
0 | 0 |  |  |  | 0 | [11 empty] | 0 | 0 |  | 0 |  | 0 | [5 empty] | 0 |  | 0 |  | 0 |  | 0 |  | 0 |  | 0 |  | 0 |  | 0 |  |  | 0 | 0 | 0 |  |  | 0 | 0 | 0 | 0 | 0 | 0 | 0 | 0 | 0 | 0 | 0 | 0 | 0 | 0 | 0 | 0 | 0 | 0 | 0 | 0 | 0
0 | 0 |  |  |  | 0 | [11 empty] | 0 | 0 |  | 0 |  | 0 | [5 empty] | 0 |  | 0 |  | 0 |  | 0 |  | 0 |  | 0 |  | 0 |  | 0 |  |  | 0 | 0 | 0 |  |  | 0 | 0 | 0 | 0 | 0 | 0 | 0 | 0 | 0 | 0 | 0 | 0 | 0 | 0 | 0 | 0 | 0 | 0 | 0 | 0 | 0
0 | 0 |  |  |  | 0 | [11 empty] | 0 | 0 |  | 0 |  | 0 | [5 empty] | 0 |  | 0 |  | 0 |  | 0 |  | 0 |  | 0 |  | 0 |  | 0 |  |  | 0 | 0 | 0 |  |  | 0 | 0 | 0 | 0 | 0 | 0 | 0 | 0 | 0 | 0 | 0 | 0 | 0 | 0 | 0 | 0 | 0 | 0 | 0 | 0 | 0
0 | 0 |  |  |  | 0 | [11 empty] | 0 | 0 |  | 0 |  | 0 | [5 empty] | 0 |  | 0 |  | 0 |  | 0 |  | 0 |  | 0 |  | 0 |  | 0 |  |  | 0 | 0 | 0 |  |  | 0 | 0 | 0 | 0 | 0 | 0 | 0 | 0 | 0 | 0 | 0 | 0 | 0 | 0 | 0 | 0 | 0 | 0 | 0 | 0 | 0
0 | 0 |  |  |  | 0 | [11 empty] | 0 | 0 |  | 0 |  | 0 | [5 empty] | 0 |  | 0 |  | 0 |  | 0 |  | 0 |  | 0 |  | 0 |  | 0 |  |  | 0 | 0 | 0 |  |  | 0 | 0 | 0 | 0 | 0 | 0 | 0 | 0 | 0 | 0 | 0 | 0 | 0 | 0 | 0 | 0 | 0 | 0 | 0 | 0 | 0
0 | 0 |  |  |  | 0 | [11 empty] | 0 | 0 |  | 0 |  | 0 | [5 empty] | 0 |  | 0 |  | 0 |  | 0 |  | 0 |  | 0 |  | 0 |  | 0 |  |  | 0 | 0 | 0 |  |  | 0 | 0 | 0 | 0 | 0 | 0 | 0 | 0 | 0 | 0 | 0 | 0 | 0 | 0 | 0 | 0 | 0 | 0 | 0 | 0 | 0
0 | 0 |  |  |  | 0 | [11 empty] | 0 | 0 |  | 0 |  | 0 | [5 empty] | 0 |  | 0 |  | 0 |  | 0 |  | 0 |  | 0 |  | 0 |  | 0 |  |  | 0 | 0 | 0 |  |  | 0 | 0 | 0 | 0 | 0 | 0 | 0 | 0 | 0 | 0 | 0 | 0 | 0 | 0 | 0 | 0 | 0 | 0 | 0 | 0 | 0
0 | 0 |  |  |  | 0 | [11 empty] | 0 | 0 |  | 0 |  | 0 | [5 empty] | 0 |  | 0 |  | 0 |  | 0 |  | 0 |  | 0 |  | 0 |  | 0 |  |  | 0 | 0 | 0 |  |  | 0 | 0 | 0 | 0 | 0 | 0 | 0 | 0 | 0 | 0 | 0 | 0 | 0 | 0 | 0 | 0 | 0 | 0 | 0 | 0 | 0
0 | 0 |  |  |  | 0 | [11 empty] | 0 | 0 |  | 0 |  | 0 | [5 empty] | 0 |  | 0 |  | 0 |  | 0 |  | 0 |  | 0 |  | 0 |  | 0 |  |  | 0 | 0 | 0 |  |  | 0 | 0 | 0 | 0 | 0 | 0 | 0 | 0 | 0 | 0 | 0 | 0 | 0 | 0 | 0 | 0 | 0 | 0 | 0 | 0 | 0
0 | 0 |  |  |  | 0 | [11 empty] | 0 | 0 |  | 0 |  | 0 | [5 empty] | 0 |  | 0 |  | 0 |  | 0 |  | 0 |  | 0 |  | 0 |  | 0 |  |  | 0 | 0 | 0 |  |  | 0 | 0 | 0 | 0 | 0 | 0 | 0 | 0 | 0 | 0 | 0 | 0 | 0 | 0 | 0 | 0 | 0 | 0 | 0 | 0 | 0
0 | 0 |  |  |  | 0 | [11 empty] | 0 | 0 |  | 0 |  | 0 | [5 empty] | 0 |  | 0 |  | 0 |  | 0 |  | 0 |  | 0 |  | 0 |  | 0 |  |  | 0 | 0 | 0 |  |  | 0 | 0 | 0 | 0 | 0 | 0 | 0 | 0 | 0 | 0 | 0 | 0 | 0 | 0 | 0 | 0 | 0 | 0 | 0 | 0 | 0
0 | 0 |  |  |  | 0 | [11 empty] | 0 | 0 |  | 0 |  | 0 | [5 empty] | 0 |  | 0 |  | 0 |  | 0 |  | 0 |  | 0 |  | 0 |  | 0 |  |  | 0 | 0 | 0 |  |  | 0 | 0 | 0 | 0 | 0 | 0 | 0 | 0 | 0 | 0 | 0 | 0 | 0 | 0 | 0 | 0 | 0 | 0 | 0 | 0 | 0
0 | 0 |  |  |  | 0 | [11 empty] | 0 | 0 |  | 0 |  | 0 | [5 empty] | 0 |  | 0 |  | 0 |  | 0 |  | 0 |  | 0 |  | 0 |  | 0 |  |  | 0 | 0 | 0 |  |  | 0 | 0 | 0 | 0 | 0 | 0 | 0 | 0 | 0 | 0 | 0 | 0 | 0 | 0 | 0 | 0 | 0 | 0 | 0 | 0 | 0
0 | 0 |  |  |  | 0 | [11 empty] | 0 | 0 |  | 0 |  | 0 | [5 empty] | 0 |  | 0 |  | 0 |  | 0 |  | 0 |  | 0 |  | 0 |  | 0 |  |  | 0 | 0 | 0 |  |  | 0 | 0 | 0 | 0 | 0 | 0 | 0 | 0 | 0 | 0 | 0 | 0 | 0 | 0 | 0 | 0 | 0 | 0 | 0 | 0 | 0
0 | 0 |  |  |  | 0 | [11 empty] | 0 | 0 |  | 0 |  | 0 | [5 empty] | 0 |  | 0 |  | 0 |  | 0 |  | 0 |  | 0 |  | 0 |  | 0 |  |  | 0 | 0 | 0 |  |  | 0 | 0 | 0 | 0 | 0 | 0 | 0 | 0 | 0 | 0 | 0 | 0 | 0 | 0 | 0 | 0 | 0 | 0 | 0 | 0 | 0
0 | 0 |  |  |  | 0 | [11 empty] | 0 | 0 |  | 0 |  | 0 | [5 empty] | 0 |  | 0 |  | 0 |  | 0 |  | 0 |  | 0 |  | 0 |  | 0 |  |  | 0 | 0 | 0 |  |  | 0 | 0 | 0 | 0 | 0 | 0 | 0 | 0 | 0 | 0 | 0 | 0 | 0 | 0 | 0 | 0 | 0 | 0 | 0 | 0 | 0
0 | 0 |  |  |  | 0 | [11 empty] | 0 | 0 |  | 0 |  | 0 | [5 empty] | 0 |  | 0 |  | 0 |  | 0 |  | 0 |  | 0 |  | 0 |  | 0 |  |  | 0 | 0 | 0 |  |  | 0 | 0 | 0 | 0 | 0 | 0 | 0 | 0 | 0 | 0 | 0 | 0 | 0 | 0 | 0 | 0 | 0 | 0 | 0 | 0 | 0
0 | 0 |  |  |  | 0 | [11 empty] | 0 | 0 |  | 0 |  | 0 | [5 empty] | 0 |  | 0 |  | 0 |  | 0 |  | 0 |  | 0 |  | 0 |  | 0 |  |  | 0 | 0 | 0 |  |  | 0 | 0 | 0 | 0 | 0 | 0 | 0 | 0 | 0 | 0 | 0 | 0 | 0 | 0 | 0 | 0 | 0 | 0 | 0 | 0 | 0
0 | 0 |  |  |  | 0 | [11 empty] | 0 | 0 |  | 0 |  | 0 | [5 empty] | 0 |  | 0 |  | 0 |  | 0 |  | 0 |  | 0 |  | 0 |  | 0 |  |  | 0 | 0 | 0 |  |  | 0 | 0 | 0 | 0 | 0 | 0 | 0 | 0 | 0 | 0 | 0 | 0 | 0 | 0 | 0 | 0 | 0 | 0 | 0 | 0 | 0
0 | 0 |  |  |  | 0 | [11 empty] | 0 | 0 |  | 0 |  | 0 | [5 empty] | 0 |  | 0 |  | 0 |  | 0 |  | 0 |  | 0 |  | 0 |  | 0 |  |  | 0 | 0 | 0 |  |  | 0 | 0 | 0 | 0 | 0 | 0 | 0 | 0 | 0 | 0 | 0 | 0 | 0 | 0 | 0 | 0 | 0 | 0 | 0 | 0 | 0
0 | 0 |  |  |  | 0 | [11 empty] | 0 | 0 |  | 0 |  | 0 | [5 empty] | 0 |  | 0 |  | 0 |  | 0 |  | 0 |  | 0 |  | 0 |  | 0 |  |  | 0 | 0 | 0 |  |  | 0 | 0 | 0 | 0 | 0 | 0 | 0 | 0 | 0 | 0 | 0 | 0 | 0 | 0 | 0 | 0 | 0 | 0 | 0 | 0 | 0
0 | 0 |  |  |  | 0 | [11 empty] | 0 | 0 |  | 0 |  | 0 | [5 empty] | 0 |  | 0 |  | 0 |  | 0 |  | 0 |  | 0 |  | 0 |  | 0 |  |  | 0 | 0 | 0 |  |  | 0 | 0 | 0 | 0 | 0 | 0 | 0 | 0 | 0 | 0 | 0 | 0 | 0 | 0 | 0 | 0 | 0 | 0 | 0 | 0 | 0
0 | 0 |  |  |  | 0 | [11 empty] | 0 | 0 |  | 0 |  | 0 | [5 empty] | 0 |  | 0 |  | 0 |  | 0 |  | 0 |  | 0 |  | 0 |  | 0 |  |  | 0 | 0 | 0 |  |  | 0 | 0 | 0 | 0 | 0 | 0 | 0 | 0 | 0 | 0 | 0 | 0 | 0 | 0 | 0 | 0 | 0 | 0 | 0 | 0 | 0
0 | 0 |  |  |  | 0 | [11 empty] | 0 | 0 |  | 0 |  | 0 | [5 empty] | 0 |  | 0 |  | 0 |  | 0 |  | 0 |  | 0 |  | 0 |  | 0 |  |  | 0 | 0 | 0 |  |  | 0 | 0 | 0 | 0 | 0 | 0 | 0 | 0 | 0 | 0 | 0 | 0 | 0 | 0 | 0 | 0 | 0 | 0 | 0 | 0 | 0
0 | 0 |  |  |  | 0 | [11 empty] | 0 | 0 |  | 0 |  | 0 | [5 empty] | 0 |  | 0 |  | 0 |  | 0 |  | 0 |  | 0 |  | 0 |  | 0 |  |  | 0 | 0 | 0 |  |  | 0 | 0 | 0 | 0 | 0 | 0 | 0 | 0 | 0 | 0 | 0 | 0 | 0 | 0 | 0 | 0 | 0 | 0 | 0 | 0 | 0
0 | 0 |  |  |  | 0 | [11 empty] | 0 | 0 |  | 0 |  | 0 | [5 empty] | 0 |  | 0 |  | 0 |  | 0 |  | 0 |  | 0 |  | 0 |  | 0 |  |  | 0 | 0 | 0 |  |  | 0 | 0 | 0 | 0 | 0 | 0 | 0 | 0 | 0 | 0 | 0 | 0 | 0 | 0 | 0 | 0 | 0 | 0 | 0 | 0 | 0
0 | 0 |  |  |  | 0 | [11 empty] | 0 | 0 |  | 0 |  | 0 | [5 empty] | 0 |  | 0 |  | 0 |  | 0 |  | 0 |  | 0 |  | 0 |  | 0 |  |  | 0 | 0 | 0 |  |  | 0 | 0 | 0 | 0 | 0 | 0 | 0 | 0 | 0 | 0 | 0 | 0 | 0 | 0 | 0 | 0 | 0 | 0 | 0 | 0 | 0
0 | 0 |  |  |  | 0 | [11 empty] | 0 | 0 |  | 0 |  | 0 | [5 empty] | 0 |  | 0 |  | 0 |  | 0 |  | 0 |  | 0 |  | 0 |  | 0 |  |  | 0 | 0 | 0 |  |  | 0 | 0 | 0 | 0 | 0 | 0 | 0 | 0 | 0 | 0 | 0 | 0 | 0 | 0 | 0 | 0 | 0 | 0 | 0 | 0 | 0
0 | 0 |  |  |  | 0 | [11 empty] | 0 | 0 |  | 0 |  | 0 | [5 empty] | 0 |  | 0 |  | 0 |  | 0 |  | 0 |  | 0 |  | 0 |  | 0 |  |  | 0 | 0 | 0 |  |  | 0 | 0 | 0 | 0 | 0 | 0 | 0 | 0 | 0 | 0 | 0 | 0 | 0 | 0 | 0 | 0 | 0 | 0 | 0 | 0 | 0
0 | 0 |  |  |  | 0 | [11 empty] | 0 | 0 |  | 0 |  | 0 | [5 empty] | 0 |  | 0 |  | 0 |  | 0 |  | 0 |  | 0 |  | 0 |  | 0 |  |  | 0 | 0 | 0 |  |  | 0 | 0 | 0 | 0 | 0 | 0 | 0 | 0 | 0 | 0 | 0 | 0 | 0 | 0 | 0 | 0 | 0 | 0 | 0 | 0 | 0
0 | 0 |  |  |  | 0 | [11 empty] | 0 | 0 |  | 0 |  | 0 | [5 empty] | 0 |  | 0 |  | 0 |  | 0 |  | 0 |  | 0 |  | 0 |  | 0 |  |  | 0 | 0 | 0 |  |  | 0 | 0 | 0 | 0 | 0 | 0 | 0 | 0 | 0 | 0 | 0 | 0 | 0 | 0 | 0 | 0 | 0 | 0 | 0 | 0 | 0
0 | 0 |  |  |  | 0 | [11 empty] | 0 | 0 |  | 0 |  | 0 | [5 empty] | 0 |  | 0 |  | 0 |  | 0 |  | 0 |  | 0 |  | 0 |  | 0 |  |  | 0 | 0 | 0 |  |  | 0 | 0 | 0 | 0 | 0 | 0 | 0 | 0 | 0 | 0 | 0 | 0 | 0 | 0 | 0 | 0 | 0 | 0 | 0 | 0 | 0
0 | 0 |  |  |  | 0 | [11 empty] | 0 | 0 |  | 0 |  | 0 | [5 empty] | 0 |  | 0 |  | 0 |  | 0 |  | 0 |  | 0 |  | 0 |  | 0 |  |  | 0 | 0 | 0 |  |  | 0 | 0 | 0 | 0 | 0 | 0 | 0 | 0 | 0 | 0 | 0 | 0 | 0 | 0 | 0 | 0 | 0 | 0 | 0 | 0 | 0
0 | 0 |  |  |  | 0 | [11 empty] | 0 | 0 |  | 0 |  | 0 | [5 empty] | 0 |  | 0 |  | 0 |  | 0 |  | 0 |  | 0 |  | 0 |  | 0 |  |  | 0 | 0 | 0 |  |  | 0 | 0 | 0 | 0 | 0 | 0 | 0 | 0 | 0 | 0 | 0 | 0 | 0 | 0 | 0 | 0 | 0 | 0 | 0 | 0 | 0
0 | 0 |  |  |  | 0 | [11 empty] | 0 | 0 |  | 0 |  | 0 | [5 empty] | 0 |  | 0 |  | 0 |  | 0 |  | 0 |  | 0 |  | 0 |  | 0 |  |  | 0 | 0 | 0 |  |  | 0 | 0 | 0 | 0 | 0 | 0 | 0 | 0 | 0 | 0 | 0 | 0 | 0 | 0 | 0 | 0 | 0 | 0 | 0 | 0 | 0
0 | 0 |  |  |  | 0 | [11 empty] | 0 | 0 |  | 0 |  | 0 | [5 empty] | 0 |  | 0 |  | 0 |  | 0 |  | 0 |  | 0 |  | 0 |  | 0 |  |  | 0 | 0 | 0 |  |  | 0 | 0 | 0 | 0 | 0 | 0 | 0 | 0 | 0 | 0 | 0 | 0 | 0 | 0 | 0 | 0 | 0 | 0 | 0 | 0 | 0
[6 empty] | END | [30 empty] | Baht |  | Baht |  | Baht |  |  |  |  | Baht | Baht |  |  | Baht | Baht | Baht | Baht | Baht | Baht | Baht | Baht | Baht | Baht | Baht | Baht | Baht | Baht | Baht | Baht | Baht | Baht | Baht | Baht | Baht | bar: 79 to 81
[28 empty] | 0 | [9 empty] | 0 |  | 0 |  | 0 |  |  |  | 0 | 0 |  |  | 0 | 0 | 0 | 0 | 0 | 0 | 0 | 0 | 0 | 0 | 0 | 0 | 0 | 0 | 0 | 0 | 0 | 0 | 0 | 0 | 0 | bar: 79 to 81
[8 empty] | Note: | 1. The quoted total man-days for installation supervisor shall be the required number of days for complete installation, erection, field test and commissioning of all equipment as specified. 2. In addition to the quoted total man-days above, EGAT will also pay the following : a. Travelling time from and to Supervisor's home office as well as travelling time from and to the installation site including ten (10) working days of operation, if any, which will be at the same rate as the cost quoted per man-day. b. Airfares round trip economy class between the Supervisor 's home office and Bangkok by the most expeditious and direct route. 3. Local transportation from and to installation site will be provided by EGAT. 4. If the working man-days are less than the quoted total man-days, the payment shall be on the basis of actual man-days. 5. For man-days exceeding the quoted total amount, no payment shall be made by EGAT. Any such additional man-days approved by EGAT shall be paid on the quoted man-days rate.