## _Information (hidden)
Bid No. |  | INVITATION TO BID NO. TIEC-CR-13
Supply and Construction
Scope of Work |  | Supply of Control and Protection Equipment
Project |  | Transmission System Improvement Project in Northeastern, Lower Northern, Central Regions and Bangkok Area to Enhance System Security
Job No.
Substation | 1
Completion Date (months)
Supply Equipment
CFR Thai Port
DDP or EGAT's Store
Ex-works
Parameter
Customs Clearance |  | 0.01
Marine Insurance Premium |  | 0.000898
VAT |  | 0.07
Local Preference
Exchange Rate
Currency | THB | 1
THB
THB
THB
THB
Exchange Rate Date (dd/mm/yyyy)
Note ให้แก้ไขและเพิ่มเติมข้อมูลในช่องสีฟ้า

## _COVER (hidden)
Fund Commitment Date (dd/mm/yyyy)
EGAT Contract No. |  |  |  |  | International Bid | Y ¦ Yes
Contractor |  |  |  |  | %Insurance | 0.0898
Purchasing Method | 03 ¦ ประกวดราคา
Purchasing Organization | 2000
Purchasing Group | 270 ¦ หจจ-พ.
L/I Date (dd/mm/yyyy)
Confirm L/I Date (dd/mm/yyyy)
Default Requisitioner
Default Plant | HQ31
Validity Start
Validity End
Exchange Rate Date (dd/mm/yyyy)
Default Fund Center
COD Date (dd/mm/yyyy)
Contract Sign Date (dd/mm/yyyy)
Currency1 | THB | = | 1
Currency2 |  | = | 0 | THB
Currency3 |  | = | 0 | THB
Currency4 |  | = | 0 | THB
Currency5 |  | = | 0 | THB
Note ให้แก้ไขและเพิ่มเติมข้อมูลในช่องสีฟ้า
PRJTSP61400

## _DDList (hidden)
01 | ตกลงราคา | 01 ¦ ตกลงราคา | 240 | หซส-ห. | 240 ¦ หซส-ห. | Y ¦ Yes
02 | สอบราคา | 02 ¦ สอบราคา | 245 | สมสิทธิ์ ทรัพย์วิไล | 245 ¦ สมสิทธิ์ ทรัพย์วิไล | ¦ No
03 | ประกวดราคา | 03 ¦ ประกวดราคา | 246 | กุลวดี พ่วงลาภ | 246 ¦ กุลวดี พ่วงลาภ
04 | วิธีพิเศษ | 04 ¦ วิธีพิเศษ | 247 | วัลลภา ชีวธนากรณ์ก | 247 ¦ วัลลภา ชีวธนากรณ์ก
05 | กรณีพิเศษ | 05 ¦ กรณีพิเศษ | 250 | หสซ-ห. | 250 ¦ หสซ-ห.
06 | ระบบอิเลกทรอนิกส์ | 06 ¦ ระบบอิเลกทรอนิกส์ | 253 | จิตติมา อ้นขวัญเมือง | 253 ¦ จิตติมา อ้นขวัญเมือง
07 | E-AUCTION | 07 ¦ E-AUCTION | 255 | เพิ่มบุญ ผ่องบุพกิจ | 255 ¦ เพิ่มบุญ ผ่องบุพกิจ
|  |  | 256 | กานต์ชนก ผู้อุตส่าห์ | 256 ¦ กานต์ชนก ผู้อุตส่าห์
|  |  | 257 | สาธิมน อารยโกศล | 257 ¦ สาธิมน อารยโกศล
|  |  | 258 | สุนิศา แย้มอยู่ | 258 ¦ สุนิศา แย้มอยู่
|  |  | 260 | หสจ-ห. | 260 ¦ หสจ-ห.
|  |  | 261 | เบญญาลักษณ์ ศรลัมพ์ | 261 ¦ เบญญาลักษณ์ ศรลัมพ์
|  |  | 263 | ธนกฤต ปิยจินดาวงศ์ | 263 ¦ ธนกฤต ปิยจินดาวงศ์
|  |  | 264 | ธนพร ตันติวิษณุโสภิต | 264 ¦ ธนพร ตันติวิษณุโสภิต
|  |  | 265 | ยศวดี โค้วคาศัย | 265 ¦ ยศวดี โค้วคาศัย
|  |  | 270 | หจส-ห. | 270 ¦ หจส-ห.
|  |  | 271 | กรรณิกา ธชาลุภัฎ | 271 ¦ กรรณิกา ธชาลุภัฎ
|  |  | 274 | อาสยา ช่างวิทยาการ | 274 ¦ อาสยา ช่างวิทยาการ
|  |  | 280 | กจพส-ห. | 280 ¦ กจพส-ห.
|  |  | 281 | นพวรรณ กาญจนะวรรณ | 281 ¦ นพวรรณ กาญจนะวรรณ
|  |  | 283 | นิภา มัทธุรส | 283 ¦ นิภา มัทธุรส

## _UOM (hidden)
Unit in Price schedule (Column O) | SAP Unit code
Body | BOD
Bore | EA
Car-month | CMO
Cubic meter | CZ
Disc | DIS
Each | EA
Job | JB
Kilometer | KM
Leg | LEG
Lot | LT
M | MR
Man day | MDA
Meter | MR
Pc. | PC
Post | EA
Set | SE
Set of Test | TST
Sq. meter | SM
Structure | STR
Test | TST
Ton | TN
Tower | TOW
Lump Sum | LUM
crossing | JB
piece | PC
reel | RE
km | KM
0 | 0
0 | 0
0 | 0
0 | 0
0 | 0
0 | 0
0 | 0
0 | 0
0 | 0
0 | 0
0 | 0
0 | 0
0 | 0
0 | 0
0 | 0
0 | 0
0 | 0
0 | 0
0 | 0
0 | 0
0 | 0
0 | 0
0 | 0
0 | 0
0 | 0
0 | 0
0 | 0
0 | 0
0 | 0
0 | 0
0 | 0
0 | 0
0 | 0
0 | 0
0 | 0
0 | 0
0 | 0
0 | 0
0 | 0
0 | 0
0 | 0
0 | 0
0 | 0
0 | 0
0 | 0
0 | 0
0 | 0
0 | 0
0 | 0
0 | 0
0 | 0
0 | 0
0 | 0
0 | 0
0 | 0
0 | 0
0 | 0
0 | 0
0 | 0
0 | 0
0 | 0
0 | 0
0 | 0
0 | 0
0 | 0
0 | 0
0 | 0
0 | 0
0 | 0
0 | 0
0 | 0
0 | 0
0 | 0
0 | 0
0 | 0
0 | 0
0 | 0
0 | 0
0 | 0
0 | 0
0 | 0
0 | 0

## _SUMALL
INVITATION TO BID NO. TIEC-CR-13
SUMMARY OF BID PRICE
SUPPLY OF CONTROL AND PROTECTION EQUIPMENT
TRANSMISSION SYSTEM IMPROVEMENT PROJECT IN NORTHEASTERN, LOWER NORTHERN, CENTRAL REGIONS AND BANGKOK AREA TO ENHANCE SYSTEM SECURITY
Job No. | Substation | Delivery Required by EGAT |  |  |  | Material group | Code No. | No. | Description | Short Description | Drawing No. / Reference No. | Qty. | Unit | Currency | Supply of Equipment |  |  |  | Supply of Equipment |  | Supply of Equipment |  | Supply of Equipment |  |  |  | Supply of Equipment |  | Supply of Equipment |  | Supply of Equipment |  | Foreign Currency |  | Local Currency |  | Local Transportation |  | Local Transportation, Construction and Installation |  | Purchase Price Offered for Dismantled Equipment |  | Plant |  | UOM |  |  |  | CFR Thai Port | CIF Thai Port | DDP EGAT 's Store | Local Transportation | Custom Clearance | DDP EGAT 's Store | Ex-works Price | Local Transportation | Foreign Currency | Local Currency | Local Transportation to EGAT 's Store | Local Transportation, Construction and Installation | Long Description | Short Description
|  | (with in months after receipt of the notification of award) | [12 empty] | Foreign Supply |  |  |  | Foreign Supply |  | Foreign Supply |  | Foreign Supply | [5 empty] | Local Supply |  | Local Supply | [22 empty] | ( excluding VAT ) | ( excluding VAT )
[5 empty] | Completion Date | [9 empty] | FOB Vessel | Cost of | CFR Thai Port |  | CIF Thai Port |  | DDP EGAT 's Store |  | Local Transportation |  | Custom Clearance |  | DDP EGAT 's Store |  | Ex-works Price |  | Local Transportation | [12 empty] | Breakdown tab |  | Proposed Price | Evaluation Price | Incoterm | CFR | CIF | DDP | ZTF | ZCC | DDP | EXW | ZTL |  |  | ZTT | ZCN
|  | CFR Thai Port | DDP or EGAT's Store | Ex-works | [11 empty] | Transportation | [10 empty] | ( excluding VAT ) |  | ( excluding VAT ) |  | ( excluding VAT ) |  | ( excluding VAT ) |  | ( excluding VAT ) |  | ( excluding VAT ) |  | ( excluding VAT ) |  | ( including VAT ) | [6 empty] | Material group |  |  |  | SV-TRN-MT | SV-CTM |  |  | SV-TRN-MT |  |  | SV-TRN-MT | SV-CVL
[16 empty] | to Thai Port | [6 empty] | Baht |  | Baht |  | Baht |  | Baht |  | Baht |  |  |  | Baht |  | Baht |  | Baht |  | Baht |  |  |  |  | Baht | Baht
|  | (month) | (month) | (month) | (month) | [9 empty] | Unit Price | Unit Price | Unit Price | Amount | Unit Price | Amount | Unit Price | Amount | Unit Price | Amount | Unit Price | Amount | Unit Price | Amount | Unit Price | Amount | Unit Price | Amount | Unit Price | Amount | Unit Price | Amount | Unit Price | Amount | Unit Price | Amount | Unit Price | Amount
0 | 0 |  |  |  | 0 |  |  | 1 | Schedule 1 : 230KV CONTROL AND PROTECTION EQUIPMENT | [8 empty] | 0 |  |  |  | 0 | [5 empty] | 0 |  | 0 |  | 0 |  | 0 |  | 0 |  | 0 |  | 0 |  | 0 |  |  | 0 | 0 | 0
0 | 0 |  |  |  | 0 | [12 empty] | 0 |  |  |  | 0 | [9 empty] | 0 |  | 0 | [5 empty] | 0 |  | 0 |  |  | 0
0 | 0 |  |  |  | 0 | [12 empty] | 0 |  |  |  | 0 | [9 empty] | 0 |  | 0 | [5 empty] | 0 |  | 0 |  |  | 0
0 | 0 |  |  |  | 0 | [12 empty] | 0 |  |  |  | 0 | [9 empty] | 0 |  | 0 | [5 empty] | 0 |  | 0 |  |  | 0
0 | 0 |  |  |  | 0 |  |  | 2 | Schedule 2 : | [8 empty] | 0 |  |  |  | 0 | [5 empty] | 0 |  | 0 |  | 0 |  | 0 |  | 0 |  | 0 |  | 0 |  | 0 |  |  | 0 | 0 | 0
0 | 0 |  |  |  | 0 | [12 empty] | 0 |  |  |  | 0 | [9 empty] | 0 |  | 0 | [5 empty] | 0 |  | 0 |  |  | 0
0 | 0 |  |  |  | 0 | [12 empty] | 0 |  |  |  | 0 | [9 empty] | 0 |  | 0 | [5 empty] | 0 |  | 0 |  |  | 0
0 | 0 |  |  |  | 0 | [12 empty] | 0 |  |  |  | 0 | [9 empty] | 0 |  | 0 | [5 empty] | 0 |  | 0 |  |  | 0
0 | 0 |  |  |  | 0 |  |  | 3 | Schedule 3 : | [8 empty] | 0 |  |  |  | 0 | [5 empty] | 0 |  | 0 |  | 0 |  | 0 |  | 0 |  | 0 |  | 0 |  | 0 |  |  | 0 | 0 | 0
0 | 0 |  |  |  | 0 | [12 empty] | 0 |  |  |  | 0 | [9 empty] | 0 |  | 0 | [5 empty] | 0 |  | 0 |  |  | 0
0 | 0 |  |  |  | 0 | [12 empty] | 0 |  |  |  | 0 | [9 empty] | 0 |  | 0 | [5 empty] | 0 |  | 0 |  |  | 0
0 | 0 |  |  |  | 0 | [12 empty] | 0 |  |  |  | 0 | [9 empty] | 0 |  | 0 | [5 empty] | 0 |  | 0 |  |  | 0
0 | 0 |  |  |  | 0 |  |  | 4 | Schedule 4 : | [8 empty] | 0 |  |  |  | 0 | [5 empty] | 0 |  | 0 |  | 0 |  | 0 |  | 0 |  | 0 |  | 0 |  | 0 |  |  | 0 | 0 | 0
0 | 0 |  |  |  | 0 | [12 empty] | 0 |  |  |  | 0 | [9 empty] | 0 |  | 0 | [5 empty] | 0 |  | 0 |  |  | 0
0 | 0 |  |  |  | 0 | [12 empty] | 0 |  |  |  | 0 | [9 empty] | 0 |  | 0 | [5 empty] | 0 |  | 0 |  |  | 0
0 | 0 |  |  |  | 0 | [12 empty] | 0 |  |  |  | 0 | [9 empty] | 0 |  | 0 | [5 empty] | 0 |  | 0 |  |  | 0
0 | 0 |  |  |  | 0 |  |  | 5 | Schedule 5 : | [8 empty] | 0 |  |  |  | 0 | [5 empty] | 0 |  | 0 |  | 0 |  | 0 |  | 0 |  | 0 |  | 0 |  | 0 |  |  | 0 | 0 | 0
0 | 0 |  |  |  | 0 | [12 empty] | 0 |  |  |  | 0 | [9 empty] | 0 |  | 0 | [5 empty] | 0 |  | 0 |  |  | 0
0 | 0 |  |  |  | 0 | [12 empty] | 0 |  |  |  | 0 | [9 empty] | 0 |  | 0 | [5 empty] | 0 |  | 0 |  |  | 0
0 | 0 |  |  |  | 0 | [12 empty] | 0 |  |  |  | 0 | [9 empty] | 0 |  | 0 | [5 empty] | 0 |  | 0 |  |  | 0
0 | 0 |  |  |  | 0 |  |  | 6 | Schedule 6 : | [8 empty] | 0 |  |  |  | 0 | [5 empty] | 0 |  | 0 |  | 0 |  | 0 |  | 0 |  | 0 |  | 0 |  | 0 |  |  | 0 | 0 | 0
0 | 0 |  |  |  | 0 | [12 empty] | 0 |  |  |  | 0 | [9 empty] | 0 |  | 0 | [5 empty] | 0 |  | 0 |  |  | 0
0 | 0 |  |  |  | 0 | [12 empty] | 0 |  |  |  | 0 | [9 empty] | 0 |  | 0 | [5 empty] | 0 |  | 0 |  |  | 0
0 | 0 |  |  |  | 0 | [12 empty] | 0 |  |  |  | 0 | [9 empty] | 0 |  | 0 | [5 empty] | 0 |  | 0 |  |  | 0
0 | 0 |  |  |  | 0 |  |  | 7 | Schedule 7 : | [8 empty] | 0 |  |  |  | 0 | [5 empty] | 0 |  | 0 |  | 0 |  | 0 |  | 0 |  | 0 |  | 0 |  | 0 |  |  | 0 | 0 | 0
0 | 0 |  |  |  | 0 | [12 empty] | 0 |  |  |  | 0 | [9 empty] | 0 |  | 0 | [5 empty] | 0 |  | 0 |  |  | 0
0 | 0 |  |  |  | 0 | [12 empty] | 0 |  |  |  | 0 | [9 empty] | 0 |  | 0 | [5 empty] | 0 |  | 0 |  |  | 0
0 | 0 |  |  |  | 0 | [12 empty] | 0 |  |  |  | 0 | [9 empty] | 0 |  | 0 | [5 empty] | 0 |  | 0 |  |  | 0
0 | 0 |  |  |  | 0 |  |  | 8 | Schedule 8 : | [8 empty] | 0 |  |  |  | 0 | [5 empty] | 0 |  | 0 |  | 0 |  | 0 |  | 0 |  | 0 |  | 0 |  | 0 |  |  | 0 | 0 | 0
0 | 0 |  |  |  | 0 | [12 empty] | 0 |  |  |  | 0 | [9 empty] | 0 |  | 0 | [5 empty] | 0 |  | 0 |  |  | 0
0 | 0 |  |  |  | 0 | [12 empty] | 0 |  |  |  | 0 | [9 empty] | 0 |  | 0 | [5 empty] | 0 |  | 0 |  |  | 0
0 | 0 |  |  |  | 0 | [12 empty] | 0 |  |  |  | 0 | [9 empty] | 0 |  | 0 | [5 empty] | 0 |  | 0 |  |  | 0
0 | 0 |  |  |  | 0 |  |  | 9 | Schedule 9 : | [8 empty] | 0 |  |  |  | 0 | [5 empty] | 0 |  | 0 |  | 0 |  | 0 |  | 0 |  | 0 |  | 0 |  | 0 |  |  | 0 | 0 | 0
0 | 0 |  |  |  | 0 | [12 empty] | 0 |  |  |  | 0 | [9 empty] | 0 |  | 0 | [5 empty] | 0 |  | 0 |  |  | 0
0 | 0 |  |  |  | 0 | [12 empty] | 0 |  |  |  | 0 | [9 empty] | 0 |  | 0 | [5 empty] | 0 |  | 0 |  |  | 0
0 | 0 |  |  |  | 0 | [12 empty] | 0 |  |  |  | 0 | [9 empty] | 0 |  | 0 | [5 empty] | 0 |  | 0 |  |  | 0
0 | 0 |  |  |  | 0 |  |  | 10 | Schedule 10 : | [8 empty] | 0 |  |  |  | 0 | [5 empty] | 0 |  | 0 |  | 0 |  | 0 |  | 0 |  | 0 |  | 0 |  | 0 |  |  | 0 | 0 | 0
0 | 0 |  |  |  | 0 | [12 empty] | 0 |  |  |  | 0 | [9 empty] | 0 |  | 0 | [5 empty] | 0 |  | 0 |  |  | 0
0 | 0 |  |  |  | 0 | [12 empty] | 0 |  |  |  | 0 | [9 empty] | 0 |  | 0 | [5 empty] | 0 |  | 0 |  |  | 0
0 | 0 |  |  |  | 0 | [12 empty] | 0 |  |  |  | 0 | [9 empty] | 0 |  | 0 | [5 empty] | 0 |  | 0 |  |  | 0
0 | 0 |  |  |  | 0 |  |  | 11 | Schedule 11 : | [8 empty] | 0 |  |  |  | 0 | [5 empty] | 0 |  | 0 |  | 0 |  | 0 |  | 0 |  | 0 |  | 0 |  | 0 |  |  | 0 | 0 | 0
0 | 0 |  |  |  | 0 | [12 empty] | 0 |  |  |  | 0 | [9 empty] | 0 |  | 0 | [5 empty] | 0 |  | 0 |  |  | 0
0 | 0 |  |  |  | 0 | [12 empty] | 0 |  |  |  | 0 | [9 empty] | 0 |  | 0 | [5 empty] | 0 |  | 0 |  |  | 0
0 | 0 |  |  |  | 0 | [12 empty] | 0 |  |  |  | 0 | [9 empty] | 0 |  | 0 | [5 empty] | 0 |  | 0 |  |  | 0
0 | 0 |  |  |  | 0 |  |  | 12 | Schedule 12 : | [8 empty] | 0 |  |  |  | 0 | [5 empty] | 0 |  | 0 |  | 0 |  | 0 |  | 0 |  | 0 |  | 0 |  | 0 |  |  | 0 | 0 | 0
0 | 0 |  |  |  | 0 | [12 empty] | 0 |  |  |  | 0 | [9 empty] | 0 |  | 0 | [5 empty] | 0 |  | 0 |  |  | 0
0 | 0 |  |  |  | 0 | [12 empty] | 0 |  |  |  | 0 | [9 empty] | 0 |  | 0 | [5 empty] | 0 |  | 0 |  |  | 0
0 | 0 |  |  |  | 0 | [12 empty] | 0 |  |  |  | 0 | [9 empty] | 0 |  | 0 | [5 empty] | 0 |  | 0 |  |  | 0
0 | 0 |  |  |  | 0 |  |  | 13 | Schedule 13 : | [8 empty] | 0 |  |  |  | 0 | [5 empty] | 0 |  | 0 |  | 0 |  | 0 |  | 0 |  | 0 |  | 0 |  | 0 |  |  | 0 | 0 | 0
0 | 0 |  |  |  | 0 | [12 empty] | 0 |  |  |  | 0 | [9 empty] | 0 |  | 0 | [5 empty] | 0 |  | 0 |  |  | 0
0 | 0 |  |  |  | 0 | [12 empty] | 0 |  |  |  | 0 | [9 empty] | 0 |  | 0 | [5 empty] | 0 |  | 0 |  |  | 0
0 | 0 |  |  |  | 0 | [12 empty] | 0 |  |  |  | 0 | [9 empty] | 0 |  | 0 | [5 empty] | 0 |  | 0 |  |  | 0
0 | 0 |  |  |  | 0 |  |  | 14 | Schedule 14 : | [8 empty] | 0 |  |  |  | 0 | [5 empty] | 0 |  | 0 |  | 0 |  | 0 |  | 0 |  | 0 |  | 0 |  | 0 |  |  | 0 | 0 | 0
0 | 0 |  |  |  | 0 | [12 empty] | 0 |  |  |  | 0 | [9 empty] | 0 |  | 0 | [5 empty] | 0 |  | 0 |  |  | 0
0 | 0 |  |  |  | 0 | [12 empty] | 0 |  |  |  | 0 | [9 empty] | 0 |  | 0 | [5 empty] | 0 |  | 0 |  |  | 0
0 | 0 |  |  |  | 0 | [12 empty] | 0 |  |  |  | 0 | [9 empty] | 0 |  | 0 | [5 empty] | 0 |  | 0 |  |  | 0
0 | 0 |  |  |  | 0 |  |  | 15 | Schedule 15 : | [8 empty] | 0 |  |  |  | 0 | [5 empty] | 0 |  | 0 |  | 0 |  | 0 |  | 0 |  | 0 |  | 0 |  | 0 |  |  | 0 | 0 | 0
0 | 0 |  |  |  | 0 | [12 empty] | 0 |  |  |  | 0 | [9 empty] | 0 |  | 0 | [5 empty] | 0 |  | 0 |  |  | 0
0 | 0 |  |  |  | 0 | [12 empty] | 0 |  |  |  | 0 | [9 empty] | 0 |  | 0 | [5 empty] | 0 |  | 0 |  |  | 0
0 | 0 |  |  |  | 0 | [12 empty] | 0 |  |  |  | 0 | [9 empty] | 0 |  | 0 | [5 empty] | 0 |  | 0 |  |  | 0
0 | 0 |  |  |  | 0 | [11 empty] | 0 | 0 |  | 0 |  | 0 | [5 empty] | 0 |  | 0 |  | 0 |  | 0 |  | 0 |  | 0 |  | 0 |  | 0 |  |  | 0
0 | 0 |  |  |  | 0 | [11 empty] | 0 | 0 |  | 0 |  | 0 | [5 empty] | 0 |  | 0 |  | 0 |  | 0 |  | 0 |  | 0 |  | 0 |  | 0 |  |  | 0
0 | 0 |  |  |  | 0 | [11 empty] | 0 | 0 |  | 0 |  | 0 | [5 empty] | 0 |  | 0 |  | 0 |  | 0 |  | 0 |  | 0 |  | 0 |  | 0 |  |  | 0
0 | 0 |  |  |  | 0 | [11 empty] | 0 | 0 |  | 0 |  | 0 | [5 empty] | 0 |  | 0 |  | 0 |  | 0 |  | 0 |  | 0 |  | 0 |  | 0 |  |  | 0
0 | 0 |  |  |  | 0 | [11 empty] | 0 | 0 |  | 0 |  | 0 | [5 empty] | 0 |  | 0 |  | 0 |  | 0 |  | 0 |  | 0 |  | 0 |  | 0 |  |  | 0
0 | 0 |  |  |  | 0 | [11 empty] | 0 | 0 |  | 0 |  | 0 | [5 empty] | 0 |  | 0 |  | 0 |  | 0 |  | 0 |  | 0 |  | 0 |  | 0 |  |  | 0
0 | 0 |  |  |  | 0 | [11 empty] | 0 | 0 |  | 0 |  | 0 | [5 empty] | 0 |  | 0 |  | 0 |  | 0 |  | 0 |  | 0 |  | 0 |  | 0 |  |  | 0
0 | 0 |  |  |  | 0 | [11 empty] | 0 | 0 |  | 0 |  | 0 | [5 empty] | 0 |  | 0 |  | 0 |  | 0 |  | 0 |  | 0 |  | 0 |  | 0 |  |  | 0
0 | 0 |  |  |  | 0 | [11 empty] | 0 | 0 |  | 0 |  | 0 | [5 empty] | 0 |  | 0 |  | 0 |  | 0 |  | 0 |  | 0 |  | 0 |  | 0 |  |  | 0
0 | 0 |  |  |  | 0 | [11 empty] | 0 | 0 |  | 0 |  | 0 | [5 empty] | 0 |  | 0 |  | 0 |  | 0 |  | 0 |  | 0 |  | 0 |  | 0 |  |  | 0
0 | 0 |  |  |  | 0 | [11 empty] | 0 | 0 |  | 0 |  | 0 | [5 empty] | 0 |  | 0 |  | 0 |  | 0 |  | 0 |  | 0 |  | 0 |  | 0 |  |  | 0
0 | 0 |  |  |  | 0 | [11 empty] | 0 | 0 |  | 0 |  | 0 | [5 empty] | 0 |  | 0 |  | 0 |  | 0 |  | 0 |  | 0 |  | 0 |  | 0 |  |  | 0
0 | 0 |  |  |  | 0 | [11 empty] | 0 | 0 |  | 0 |  | 0 | [5 empty] | 0 |  | 0 |  | 0 |  | 0 |  | 0 |  | 0 |  | 0 |  | 0 |  |  | 0
0 | 0 |  |  |  | 0 | [11 empty] | 0 | 0 |  | 0 |  | 0 | [5 empty] | 0 |  | 0 |  | 0 |  | 0 |  | 0 |  | 0 |  | 0 |  | 0 |  |  | 0
0 | 0 |  |  |  | 0 | [11 empty] | 0 | 0 |  | 0 |  | 0 | [5 empty] | 0 |  | 0 |  | 0 |  | 0 |  | 0 |  | 0 |  | 0 |  | 0 |  |  | 0
0 | 0 |  |  |  | 0 | [11 empty] | 0 | 0 |  | 0 |  | 0 | [5 empty] | 0 |  | 0 |  | 0 |  | 0 |  | 0 |  | 0 |  | 0 |  | 0 |  |  | 0
0 | 0 |  |  |  | 0 | [11 empty] | 0 | 0 |  | 0 |  | 0 | [5 empty] | 0 |  | 0 |  | 0 |  | 0 |  | 0 |  | 0 |  | 0 |  | 0 |  |  | 0
0 | 0 |  |  |  | 0 | [11 empty] | 0 | 0 |  | 0 |  | 0 | [5 empty] | 0 |  | 0 |  | 0 |  | 0 |  | 0 |  | 0 |  | 0 |  | 0 |  |  | 0
0 | 0 |  |  |  | 0 | [11 empty] | 0 | 0 |  | 0 |  | 0 | [5 empty] | 0 |  | 0 |  | 0 |  | 0 |  | 0 |  | 0 |  | 0 |  | 0 |  |  | 0
0 | 0 |  |  |  | 0 | [11 empty] | 0 | 0 |  | 0 |  | 0 | [5 empty] | 0 |  | 0 |  | 0 |  | 0 |  | 0 |  | 0 |  | 0 |  | 0 |  |  | 0
0 | 0 |  |  |  | 0 | [11 empty] | 0 | 0 |  | 0 |  | 0 | [5 empty] | 0 |  | 0 |  | 0 |  | 0 |  | 0 |  | 0 |  | 0 |  | 0 |  |  | 0
0 | 0 |  |  |  | 0 | [11 empty] | 0 | 0 |  | 0 |  | 0 | [5 empty] | 0 |  | 0 |  | 0 |  | 0 |  | 0 |  | 0 |  | 0 |  | 0 |  |  | 0
0 | 0 |  |  |  | 0 | [11 empty] | 0 | 0 |  | 0 |  | 0 | [5 empty] | 0 |  | 0 |  | 0 |  | 0 |  | 0 |  | 0 |  | 0 |  | 0 |  |  | 0
0 | 0 |  |  |  | 0 | [11 empty] | 0 | 0 |  | 0 |  | 0 | [5 empty] | 0 |  | 0 |  | 0 |  | 0 |  | 0 |  | 0 |  | 0 |  | 0 |  |  | 0
0 | 0 |  |  |  | 0 | [11 empty] | 0 | 0 |  | 0 |  | 0 | [5 empty] | 0 |  | 0 |  | 0 |  | 0 |  | 0 |  | 0 |  | 0 |  | 0 |  |  | 0
0 | 0 |  |  |  | 0 | [11 empty] | 0 | 0 |  | 0 |  | 0 | [5 empty] | 0 |  | 0 |  | 0 |  | 0 |  | 0 |  | 0 |  | 0 |  | 0 |  |  | 0
0 | 0 |  |  |  | 0 | [11 empty] | 0 | 0 |  | 0 |  | 0 | [5 empty] | 0 |  | 0 |  | 0 |  | 0 |  | 0 |  | 0 |  | 0 |  | 0 |  |  | 0
0 | 0 |  |  |  | 0 | [11 empty] | 0 | 0 |  | 0 |  | 0 | [5 empty] | 0 |  | 0 |  | 0 |  | 0 |  | 0 |  | 0 |  | 0 |  | 0 |  |  | 0
0 | 0 |  |  |  | 0 | [11 empty] | 0 | 0 |  | 0 |  | 0 | [5 empty] | 0 |  | 0 |  | 0 |  | 0 |  | 0 |  | 0 |  | 0 |  | 0 |  |  | 0
0 | 0 |  |  |  | 0 | [11 empty] | 0 | 0 |  | 0 |  | 0 | [5 empty] | 0 |  | 0 |  | 0 |  | 0 |  | 0 |  | 0 |  | 0 |  | 0 |  |  | 0
0 | 0 |  |  |  | 0 | [11 empty] | 0 | 0 |  | 0 |  | 0 | [5 empty] | 0 |  | 0 |  | 0 |  | 0 |  | 0 |  | 0 |  | 0 |  | 0 |  |  | 0
0 | 0 |  |  |  | 0 | [11 empty] | 0 | 0 |  | 0 |  | 0 | [5 empty] | 0 |  | 0 |  | 0 |  | 0 |  | 0 |  | 0 |  | 0 |  | 0 |  |  | 0
0 | 0 |  |  |  | 0 | [11 empty] | 0 | 0 |  | 0 |  | 0 | [5 empty] | 0 |  | 0 |  | 0 |  | 0 |  | 0 |  | 0 |  | 0 |  | 0 |  |  | 0
0 | 0 |  |  |  | 0 | [11 empty] | 0 | 0 |  | 0 |  | 0 | [5 empty] | 0 |  | 0 |  | 0 |  | 0 |  | 0 |  | 0 |  | 0 |  | 0 |  |  | 0
0 | 0 |  |  |  | 0 | [11 empty] | 0 | 0 |  | 0 |  | 0 | [5 empty] | 0 |  | 0 |  | 0 |  | 0 |  | 0 |  | 0 |  | 0 |  | 0 |  |  | 0
0 | 0 |  |  |  | 0 | [11 empty] | 0 | 0 |  | 0 |  | 0 | [5 empty] | 0 |  | 0 |  | 0 |  | 0 |  | 0 |  | 0 |  | 0 |  | 0 |  |  | 0
0 | 0 |  |  |  | 0 | [11 empty] | 0 | 0 |  | 0 |  | 0 | [5 empty] | 0 |  | 0 |  | 0 |  | 0 |  | 0 |  | 0 |  | 0 |  | 0 |  |  | 0
0 | 0 |  |  |  | 0 | [11 empty] | 0 | 0 |  | 0 |  | 0 | [5 empty] | 0 |  | 0 |  | 0 |  | 0 |  | 0 |  | 0 |  | 0 |  | 0 |  |  | 0
0 | 0 |  |  |  | 0 | [11 empty] | 0 | 0 |  | 0 |  | 0 | [5 empty] | 0 |  | 0 |  | 0 |  | 0 |  | 0 |  | 0 |  | 0 |  | 0 |  |  | 0
0 | 0 |  |  |  | 0 | [11 empty] | 0 | 0 |  | 0 |  | 0 | [5 empty] | 0 |  | 0 |  | 0 |  | 0 |  | 0 |  | 0 |  | 0 |  | 0 |  |  | 0
0
[6 empty] | END |  | BID PRICE | [9 empty] | 0 |  | 0 |  | 0 | Baht |  | Baht |  | Baht |  | Baht |  | Baht |  |  | 0 | Baht |  | Baht |  | Baht |  | Baht |  |  |  |  | Baht | Baht
[18 empty] | 0 |  | 0 |  | 0 | [5 empty] | 0 |  | 0 |  | 0 |  | 0 |  | 0 |  | 0 |  | 0 |  | 0 |  |  |  | 0 | 0
[18 empty] | 0 |  | 0 |  | 0 | [11 empty] | 0
[18 empty] | 0 |  | 0 |  | 0 | [11 empty] | 0
[18 empty] | 0 |  | 0 |  | 0 | [11 empty] | 0
[18 empty] | 0 |  | 0 |  | 0 | [11 empty] | 0
[18 empty] | 0 |  | 0 |  | 0 | [11 empty] | 0
[18 empty] | 0 |  | 0 |  | 0 | [11 empty] | 0
[8 empty] | VAT | [11 empty] | 0 |  | 0 |  |  |  |  | Baht |  | Baht |  |  |  |  | 0 | Baht | [10 empty] | Baht | Baht
[20 empty] | 0 |  | 0 | [5 empty] | 0 |  | 0 |  |  |  | 0 |  | 0 | [9 empty] | 0 | 0
0
0
[8 empty] | SUMMARY OF BID PRICE | [9 empty] | 0 | [8 empty] | Baht |  | Baht |  |  |  |  | 0 | Baht | [10 empty] | Baht | Baht
[18 empty] | 0 | [9 empty] | 0 |  | 0 |  |  |  | 0 |  | 0 | [9 empty] | 0 | 0
[18 empty] | 0 | [15 empty] | 0
[18 empty] | 0 | [15 empty] | 0
0000000000000000000
000000000000000000000
0000000000000000000000000000000000000000
[8 empty] | 0 | 0
[8 empty] | 0 | 0
[8 empty] | 0 | 0
[8 empty] | 0 | 0
[8 empty] | 0 | 0
[8 empty] | 0 | 0
[8 empty] | 0 | 0
[8 empty] | 0 | 0
[8 empty] | 0 | 0
[8 empty] | 0 | 0
[8 empty] | 0 | 0
[8 empty] | 0 | 0
[8 empty] | 0 | 0
[8 empty] | 0 | 0
[8 empty] | 0 | 0
[8 empty] | 0 | 0
[8 empty] | 0 | 0
[8 empty] | 0 | 0
[8 empty] | 0 | 0
[8 empty] | 0 | 0
[8 empty] | 0 | 0
[8 empty] | 0 | 0
[8 empty] | 0 | 0
[8 empty] | 0 | 0
[8 empty] | 0 | 0
[8 empty] | 0 | 0
[8 empty] | 0 | 0
[8 empty] | 0 | 0
[8 empty] | 0 | 0
[8 empty] | 0 | 0
[8 empty] | 0 | 0
[8 empty] | 0 | 0
[8 empty] | 0 | 0
[8 empty] | 0 | 0
[8 empty] | 0 | 0
[8 empty] | 0 | 0
[8 empty] | 0 | 0
[8 empty] | 0 | 0
[8 empty] | 0 | 0
[8 empty] | 0 | 0

## Sch 1
INVITATION TO BID NO. TIEC-CR-13
Schedule 1 : 230KV CONTROL AND PROTECTION EQUIPMENT
[77 empty] | 79 | 80 | 81 | 82 | 83 | 84 | 85 | 86 | 87 | 88 | 89 | 90 | 91 | 92 | 93 | 94 | 95 | 96 | 97 | 98 | 99 | 100 | 101 | 102 | 103 | 104 | 105 | 106 | 107 | 108 | 109 | 110 | 111 | 112 | 113 | 114 | 115 | 116 | 117 | 118 | 119 | 120 | 121 | 122 | 123 | 124 | 125 | 126 | 127 | 128
[8 empty] | SUPPLY OF CONTROL AND PROTECTION EQUIPMENT | [62 empty] | 72 | 73 | 75 | 76 | 77 | 78 | 82: Breakdown per Item :
[8 empty] | TRANSMISSION SYSTEM IMPROVEMENT PROJECT IN NORTHEASTERN, LOWER NORTHERN, CENTRAL REGIONS AND BANGKOK AREA TO ENHANCE SYSTEM SECURITY | [68 empty] | 82: Schedule :
System :
Job No. | Substation | Delivery Required by EGAT |  |  |  | Material group | Code No. | Item No. | Description | Short Description | Drawing No. / Reference No. | Qty. | Unit | Currency | Supply of Equipment |  |  |  | Supply of Equipment |  | Supply of Equipment |  | Supply of Equipment |  |  |  | Supply of Equipment |  | Supply of Equipment |  | Supply of Equipment |  | Foreign Currency |  | Local Currency |  | Local Transportation |  | Local Transportation, Construction and Installation |  | Purchase Price Offered for Dismantled Equipment |  | Plant |  | UOM | [25 empty] | Irrelevant | Incoterm | Account Assignment | Cost Object | Fund Center |  | 105: CFR Thai Port; 107: CIF Thai Port; 109: DDP EGAT 's Store; 111: Local Transportation; 113: Custom Clearance; 115: DDP EGAT 's Store; 117: Ex-works Price; 119: Local Transportation; 121: Foreign Currency; 123: Local Currency; 125: Local Transportation to EGAT 's Store; 127: Local Transportation, Construction and Installation | Long Description | Short Description
|  | (with in months after receipt of the notification of award) | [12 empty] | Foreign Supply |  |  |  | Foreign Supply |  | Foreign Supply |  | Foreign Supply | [5 empty] | Local Supply |  | Local Supply | [16 empty] | Preference | % Import Duty | Preference | CFR Price | CIF Price | Foreign Currency | Ex-works Price | Local Currency | Local Transportation | Local Transportation, | Marine Insurance Price | Customs Clearance | Import Duty Price | VAT for Imported Equipment | VAT for Import Duty | VAT for | VAT for Ex-works Price | VAT for | VAT for | VAT for Transportation, Construction and Installation | Foreign | Local | Evaluation Price | [6 empty] | 115: ( excluding VAT ); 117: ( excluding VAT )
[5 empty] | Completion Date | [9 empty] | FOB Vessel | Cost of | CFR Thai Port |  | CIF Thai Port |  | DDP EGAT 's Store |  | Local Transportation |  | Custom Clearance |  | DDP EGAT 's Store |  | Ex-works Price |  | Local Transportation | [12 empty] | Breakdown tab |  | Proposed Price | Evaluation Price | Status | [7 empty] | to EGAT 's Store | Construction and | [5 empty] | Foreign Currency |  | Local Currency | Local Transportation |  | Price Adjustment | Price Adjustment | [7 empty] | 104: Incoterm; 105: CFR; 107: CIF; 109: DDP; 111: ZTF; 113: ZCC; 115: DDP; 117: EXW; 119: ZTL; 125: ZTT; 127: ZCN
|  | CFR Thai Port | DDP or EGAT's Store | Ex-works | [11 empty] | Transportation | [10 empty] | ( excluding VAT ) |  | ( excluding VAT ) |  | ( excluding VAT ) |  | ( excluding VAT ) |  | ( excluding VAT ) |  | ( excluding VAT ) |  | ( excluding VAT ) |  | ( including VAT ) | [15 empty] | Installation | [%Insure(110%(CFR))] | [%Custom(CIF)] | [%Import Duty(CIF)] | [ %VAT(CFR/CIF) ] | [ %VAT( Import Duty) ] | [ %VAT(Foreign Currency) ] | [ %VAT(Ex-works Price) ] | [ %VAT(Local Currency) ] | to EGAT 's Store | [10 empty] | 104: Material group; 111: SV-TRN-MT; 113: SV-CTM; 119: SV-TRN-MT; 125: SV-TRN-MT; 127: SV-CVL
[16 empty] | to Thai Port | [6 empty] | Baht |  | Baht |  | Baht |  | Baht |  | Baht |  |  |  | Baht |  | Baht |  | Baht |  | Baht |  |  |  |  | Baht | Baht |  |  | Baht | Baht | Baht | Baht | Baht | Baht | Baht | Baht | Baht | Baht | Baht | Baht | Baht | Baht | Baht | Baht | Baht | Baht | Baht | Baht | Baht
|  | (month) | (month) | (month) | (month) | [9 empty] | Unit Price | Unit Price | Unit Price | Amount | Unit Price | Amount | Unit Price | Amount | Unit Price | Amount | Unit Price | Amount | Unit Price | Amount | Unit Price | Amount | Unit Price | Amount | Unit Price | Amount | Unit Price | Amount | Unit Price | Amount | Unit Price | Amount | Unit Price | Amount | [5 empty] | (Y/N) | (IPDTY) | (PRF) | (CFR) | (CIF) | (FC) | (EW) | (LC) | (LT) | (TCI) | (MI) | (CC) | ( IDP) | (VATIE) | (VATID) | (VATFC) | (VATEW) | (VATLC) | (VATLT) | (VATTCI) | (FPA) | (LPA) | (EVAPR)
TIEC-04-S08 | KHON KAEN 3 |  |  |  | 0 |  | PS8SP1-07 | 1-1 | 230 kV LINE PROTECTION (87L, 3ph, 79) | 230 kV LINE PROTECTION (87L, 3ph, 79) | - Supply as Panel for Installation at KK3 Substation. - Panel No. 2R and 4R, to be installed in the existing Control Room. - The Line Differential Protective IED shall Current Input Rating : 1A and 5A. - The Line Differential Protective IED shall be applicable to IEC61850 for both Station Bus and Process Bus. - Specification Nos. 1002 and 1008 - Dwg. Nos. KK3-E-1.1, KK3-E-2.2, KK3-E-3.1 and TP-E-10.1 | 2 | EA |  |  |  | 0 | 0 |  | 0 |  | 0 | [5 empty] | 0 |  | 0 |  | 0 |  | 0 |  | 0 |  | 0 |  | 0 |  | 0 |  |  |  | 0 | 0 |  |  | 0 | 0 | 0 | 0 | 0 | 0 | 0 | 0 | 0 | 0 | 0 | 0 | 0 | 0 | 0 | 0 | 0 | 0 | 0 | 0 | 0
TIEC-04-S08 | KHON KAEN 3 |  |  |  | 0 |  | PS8SP2-16 | 1-2 | 230 kV LINE PROTECTION (87L, 3ph, 2-BF, DTT) | 230kV LINE PROTECTION(87L, 3ph,2BF, DTT) | - Supply as Panel for Installation at KK3 Substation. - Panel No. 3R and 5R, to be installed in the existing Control Room. - The Line Differential Protective IED shall Current Input Rating : 1A and 5A. - The Line Differential Protective IED shall be applicable to IEC61850 for both Station Bus and Process Bus. - The Line Differential Protective IED shall be the same Brand, Model, and Ordering Number as specific in Item 1-1. - Specification Nos. 1002 and 1008 - Dwg. Nos. KK3-E-1.1, KK3-E-2.2, KK3-E-3.1 and TP-E-10.1 | 2 | EA |  |  |  | 0 | 0 |  | 0 |  | 0 | [5 empty] | 0 |  | 0 |  | 0 |  | 0 |  | 0 |  | 0 |  | 0 |  | 0 |  |  |  | 0 | 0 |  |  | 0 | 0 | 0 | 0 | 0 | 0 | 0 | 0 | 0 | 0 | 0 | 0 | 0 | 0 | 0 | 0 | 0 | 0 | 0 | 0 | 0
TIEC-04-S08 | KHON KAEN 3 |  |  |  | 0 |  | PS0WO6-2 | 1-3 | E1 Converter Panel | E1 Converter Panel | - Supply as Panel for Installation at KK3 Substation. - To be installed in the existing Control Room - The E1 Converter Panel consist of 4 set of E1 Converters. - Specification Nos. 1002 and 1008 - Dwg. Nos. KK3-E-2.2 and TP-E-10.20 | 1 | EA |  |  |  | 0 | 0 |  | 0 |  | 0 | [5 empty] | 0 |  | 0 |  | 0 |  | 0 |  | 0 |  | 0 |  | 0 |  | 0 |  |  |  | 0 | 0 |  |  | 0 | 0 | 0 | 0 | 0 | 0 | 0 | 0 | 0 | 0 | 0 | 0 | 0 | 0 | 0 | 0 | 0 | 0 | 0 | 0 | 0
TIEC-04-S09 | ROI ET 2 |  |  |  | 0 |  | DS0LB-07 | 1-4 | Multi-function Protective IED (87L,21BU,67/67N, 81, 27, 50BF, 79, 25, 51S/51SG) | IED:87L,21BU,67/67N,81,27,50BF,79,25,51S | - Supply as Loose Part for Installation at RE2 Substation. - To be installed in the existing panel No. 117R, 118R, 119R and 120R (existing Relay Building No.1). - The Line Differential Protective IED shall Current Input Rating : 1A and 5A. - The Line Differential Protective IED shall be applicable to IEC61850 for both Station Bus and Process Bus. - The Line Differential Protective IED shall be the same Brand, Model, and Ordering Number as specific in Item 1-1. - Specification No. 1008 - Dwg. Nos. RE2-E-1, RE2-E-2 and RE2-E-3 | 4 | EA |  |  |  | 0 | 0 |  | 0 |  | 0 | [5 empty] | 0 |  | 0 |  | 0 |  | 0 |  | 0 |  | 0 |  | 0 |  | 0 |  |  |  | 0 | 0 |  |  | 0 | 0 | 0 | 0 | 0 | 0 | 0 | 0 | 0 | 0 | 0 | 0 | 0 | 0 | 0 | 0 | 0 | 0 | 0 | 0 | 0
TIEC-04-S09 | ROI ET 2 |  |  |  | 0 |  | PS0LP5-1 | 1-5 | AUTO RECLOSING AND SYNCHRONISM CHECK RELAY (79+25) | RELAY-79+25 | - Supply as Loose Part for Installation at RE2 Substation. - To be installed in the existing Panel No. 118R and 120R (existing Relay Building No.1). - Specification No. 1002 - Dwg. Nos. RE2-E-1 and RE2-E-2 | 2 | EA |  |  |  | 0 | 0 |  | 0 |  | 0 | [5 empty] | 0 |  | 0 |  | 0 |  | 0 |  | 0 |  | 0 |  | 0 |  | 0 |  |  |  | 0 | 0 |  |  | 0 | 0 | 0 | 0 | 0 | 0 | 0 | 0 | 0 | 0 | 0 | 0 | 0 | 0 | 0 | 0 | 0 | 0 | 0 | 0 | 0
TIEC-04-S09 | ROI ET 2 |  |  |  | 0 |  | PS0LA2-1 | 1-6 | TRIPPING RELAY (94P, 94BU, 51X, 79X) | RELAY-94 | - Supply as Loose Part for Installation at RE2 Substation. - To be used as 79X (at least 5 NO with din rail mounted socket, high burden type). - To be installed in the existing Panel No. 118R and 120R (existing Relay Building No.1). - Specification No. 1002 - Dwg. No. RE2-E-2 | 2 | EA |  |  |  | 0 | 0 |  | 0 |  | 0 | [5 empty] | 0 |  | 0 |  | 0 |  | 0 |  | 0 |  | 0 |  | 0 |  | 0 |  |  |  | 0 | 0 |  |  | 0 | 0 | 0 | 0 | 0 | 0 | 0 | 0 | 0 | 0 | 0 | 0 | 0 | 0 | 0 | 0 | 0 | 0 | 0 | 0 | 0
TIEC-04-S09 | ROI ET 2 |  |  |  | 0 |  | PS0LO2-1 | 1-7 | TEST SWITCH (TS, for relays) | TS, for relays | - Supply as Loose Part for Installation at RE2 Substation. - To be installed in the existing Panel No. 117R, 118R, 119R and 120R (existing Relay Building No.1). - Specification No. 1002 - Dwg. No. RE2-E-2 | 10 | EA |  |  |  | 0 | 0 |  | 0 |  | 0 | [5 empty] | 0 |  | 0 |  | 0 |  | 0 |  | 0 |  | 0 |  | 0 |  | 0 |  |  |  | 0 | 0 |  |  | 0 | 0 | 0 | 0 | 0 | 0 | 0 | 0 | 0 | 0 | 0 | 0 | 0 | 0 | 0 | 0 | 0 | 0 | 0 | 0 | 0
TIEC-04-S09 | ROI ET 2 |  |  |  | 0 |  | PS0WO6-2 | 1-8 | E1 Converter Panel | E1 Converter Panel | - Supply as Panel for Installation at RE2 Substation. - To be installed in the existing Relay Building No.1. - The E1 Converter Panel consist of 4 set of E1 Converters. - Specification Nos. 1002 and 1008 - Dwg. Nos. RE2-E-2 and TP-E-10.20 | 1 | EA |  |  |  | 0 | 0 |  | 0 |  | 0 | [5 empty] | 0 |  | 0 |  | 0 |  | 0 |  | 0 |  | 0 |  | 0 |  | 0 |  |  |  | 0 | 0 |  |  | 0 | 0 | 0 | 0 | 0 | 0 | 0 | 0 | 0 | 0 | 0 | 0 | 0 | 0 | 0 | 0 | 0 | 0 | 0 | 0 | 0
TIEC-04-S09 | ROI ET 2 |  |  |  | 0 |  | PS0LC1-3 | 1-9 | CUT OFF SWITCH, 10 CONTACTS (DTTCO, 87CO, 86ACO, 50/51SCO) | SWITCH,10 contacts | - Supply as Loose Part for Installation at RE2 Substation. - To be used as 87-CO. - To be installed in the existing Panel No. 117R and 119R (existing Relay Building No.1). - Specification No. 1002 - Dwg. Nos. RE2-E-1, RE2-E-2 and TP-E-9.1 | 2 | EA |  |  |  | 0 | 0 |  | 0 |  | 0 | [5 empty] | 0 |  | 0 |  | 0 |  | 0 |  | 0 |  | 0 |  | 0 |  | 0 |  |  |  | 0 | 0 |  |  | 0 | 0 | 0 | 0 | 0 | 0 | 0 | 0 | 0 | 0 | 0 | 0 | 0 | 0 | 0 | 0 | 0 | 0 | 0 | 0 | 0
TIEC-04-S09 | ROI ET 2 |  |  |  | 0 |  | PS0LE2-5 | 1-10 | MCB, 6A, 2 POLE FOR DC SUPPLY | MCB, 6A, 2 POLE for DC | - Supply as Loose Part for Installation at RE2 Substation. - To be installed in the existing Panel No. 118R and 120R (existing Relay Building No.1). - Specification No. 1002 - Dwg. No. RE2-E-2 | 2 | EA |  |  |  | 0 | 0 |  | 0 |  | 0 | [5 empty] | 0 |  | 0 |  | 0 |  | 0 |  | 0 |  | 0 |  | 0 |  | 0 |  |  |  | 0 | 0 |  |  | 0 | 0 | 0 | 0 | 0 | 0 | 0 | 0 | 0 | 0 | 0 | 0 | 0 | 0 | 0 | 0 | 0 | 0 | 0 | 0 | 0
TIEC-04-S09 | ROI ET 2 |  |  |  | 0 |  | PS0LA5-1 | 1-11 | DC UNDERVOLTAGE RELAY (27XB,27XR) | RELAY-27,DC | - Supply as Loose Part for Installation at RE2 Substation. - To be installed in the existing Panel No. 118R and 120R (existing Relay Building No.1). - Specification No. 1002 - Dwg. No. RE2-E-2 | 2 | EA |  |  |  | 0 | 0 |  | 0 |  | 0 | [5 empty] | 0 |  | 0 |  | 0 |  | 0 |  | 0 |  | 0 |  | 0 |  | 0 |  |  |  | 0 | 0 |  |  | 0 | 0 | 0 | 0 | 0 | 0 | 0 | 0 | 0 | 0 | 0 | 0 | 0 | 0 | 0 | 0 | 0 | 0 | 0 | 0 | 0
TIEC-04-S09 | ROI ET 2 |  |  |  | 0 |  | PS0LN4-1 | 1-12 | INDICATING LAMP (R,G,IL,LG) | IL | - Supply as Loose Part for Installation at RE2 Substation. - To be installed in the existing Panel No. 117R and 119R (existing Relay Building No.1). - Two (2) Red Colour for 87L-CO-IL. - Specification No. 1002 - Dwg. No. RE2-E-2 | 4 | EA |  |  |  | 0 | 0 |  | 0 |  | 0 | [5 empty] | 0 |  | 0 |  | 0 |  | 0 |  | 0 |  | 0 |  | 0 |  | 0 |  |  |  | 0 | 0 |  |  | 0 | 0 | 0 | 0 | 0 | 0 | 0 | 0 | 0 | 0 | 0 | 0 | 0 | 0 | 0 | 0 | 0 | 0 | 0 | 0 | 0
TIEC-04-RSV | SPARE |  |  |  | 0 |  | DS0LB-07 | 1-13 | Multi-function Protective IED (87L,21BU,67/67N, 81, 27, 50BF, 79, 25, 51S/51SG) | IED:87L,21BU,67/67N,81,27,50BF,79,25,51S | - Supply as Spare Part. - The Spare Line Differential Protective IED shall be the same Brand, Model, and Ordering Number as specific in item 1-1. - Specification No. 1008 | 1 | EA |  |  |  | 0 | 0 |  | 0 |  | 0 | [5 empty] | 0 |  | 0 |  | 0 |  | 0 |  | 0 |  | 0 |  | 0 |  | 0 |  |  |  | 0 | 0 |  |  | 0 | 0 | 0 | 0 | 0 | 0 | 0 | 0 | 0 | 0 | 0 | 0 | 0 | 0 | 0 | 0 | 0 | 0 | 0 | 0 | 0
0 | 0 |  |  |  | 0 | [11 empty] | 0 | 0 |  | 0 |  | 0 | [5 empty] | 0 |  | 0 |  | 0 |  | 0 |  | 0 |  | 0 |  | 0 |  | 0 |  |  | 0 | 0 | 0 |  |  | 0 | 0 | 0 | 0 | 0 | 0 | 0 | 0 | 0 | 0 | 0 | 0 | 0 | 0 | 0 | 0 | 0 | 0 | 0 | 0 | 0
0 | 0 |  |  |  | 0 | [11 empty] | 0 | 0 |  | 0 |  | 0 | [5 empty] | 0 |  | 0 |  | 0 |  | 0 |  | 0 |  | 0 |  | 0 |  | 0 |  |  | 0 | 0 | 0 |  |  | 0 | 0 | 0 | 0 | 0 | 0 | 0 | 0 | 0 | 0 | 0 | 0 | 0 | 0 | 0 | 0 | 0 | 0 | 0 | 0 | 0
0 | 0 |  |  |  | 0 | [11 empty] | 0 | 0 |  | 0 |  | 0 | [5 empty] | 0 |  | 0 |  | 0 |  | 0 |  | 0 |  | 0 |  | 0 |  | 0 |  |  | 0 | 0 | 0 |  |  | 0 | 0 | 0 | 0 | 0 | 0 | 0 | 0 | 0 | 0 | 0 | 0 | 0 | 0 | 0 | 0 | 0 | 0 | 0 | 0 | 0
0 | 0 |  |  |  | 0 | [11 empty] | 0 | 0 |  | 0 |  | 0 | [5 empty] | 0 |  | 0 |  | 0 |  | 0 |  | 0 |  | 0 |  | 0 |  | 0 |  |  | 0 | 0 | 0 |  |  | 0 | 0 | 0 | 0 | 0 | 0 | 0 | 0 | 0 | 0 | 0 | 0 | 0 | 0 | 0 | 0 | 0 | 0 | 0 | 0 | 0
0 | 0 |  |  |  | 0 | [11 empty] | 0 | 0 |  | 0 |  | 0 | [5 empty] | 0 |  | 0 |  | 0 |  | 0 |  | 0 |  | 0 |  | 0 |  | 0 |  |  | 0 | 0 | 0 |  |  | 0 | 0 | 0 | 0 | 0 | 0 | 0 | 0 | 0 | 0 | 0 | 0 | 0 | 0 | 0 | 0 | 0 | 0 | 0 | 0 | 0
0 | 0 |  |  |  | 0 | [11 empty] | 0 | 0 |  | 0 |  | 0 | [5 empty] | 0 |  | 0 |  | 0 |  | 0 |  | 0 |  | 0 |  | 0 |  | 0 |  |  | 0 | 0 | 0 |  |  | 0 | 0 | 0 | 0 | 0 | 0 | 0 | 0 | 0 | 0 | 0 | 0 | 0 | 0 | 0 | 0 | 0 | 0 | 0 | 0 | 0
0 | 0 |  |  |  | 0 | [11 empty] | 0 | 0 |  | 0 |  | 0 | [5 empty] | 0 |  | 0 |  | 0 |  | 0 |  | 0 |  | 0 |  | 0 |  | 0 |  |  | 0 | 0 | 0 |  |  | 0 | 0 | 0 | 0 | 0 | 0 | 0 | 0 | 0 | 0 | 0 | 0 | 0 | 0 | 0 | 0 | 0 | 0 | 0 | 0 | 0
0 | 0 |  |  |  | 0 | [11 empty] | 0 | 0 |  | 0 |  | 0 | [5 empty] | 0 |  | 0 |  | 0 |  | 0 |  | 0 |  | 0 |  | 0 |  | 0 |  |  | 0 | 0 | 0 |  |  | 0 | 0 | 0 | 0 | 0 | 0 | 0 | 0 | 0 | 0 | 0 | 0 | 0 | 0 | 0 | 0 | 0 | 0 | 0 | 0 | 0
0 | 0 |  |  |  | 0 | [11 empty] | 0 | 0 |  | 0 |  | 0 | [5 empty] | 0 |  | 0 |  | 0 |  | 0 |  | 0 |  | 0 |  | 0 |  | 0 |  |  | 0 | 0 | 0 |  |  | 0 | 0 | 0 | 0 | 0 | 0 | 0 | 0 | 0 | 0 | 0 | 0 | 0 | 0 | 0 | 0 | 0 | 0 | 0 | 0 | 0
0 | 0 |  |  |  | 0 | [11 empty] | 0 | 0 |  | 0 |  | 0 | [5 empty] | 0 |  | 0 |  | 0 |  | 0 |  | 0 |  | 0 |  | 0 |  | 0 |  |  | 0 | 0 | 0 |  |  | 0 | 0 | 0 | 0 | 0 | 0 | 0 | 0 | 0 | 0 | 0 | 0 | 0 | 0 | 0 | 0 | 0 | 0 | 0 | 0 | 0
0 | 0 |  |  |  | 0 | [11 empty] | 0 | 0 |  | 0 |  | 0 | [5 empty] | 0 |  | 0 |  | 0 |  | 0 |  | 0 |  | 0 |  | 0 |  | 0 |  |  | 0 | 0 | 0 |  |  | 0 | 0 | 0 | 0 | 0 | 0 | 0 | 0 | 0 | 0 | 0 | 0 | 0 | 0 | 0 | 0 | 0 | 0 | 0 | 0 | 0
0 | 0 |  |  |  | 0 | [11 empty] | 0 | 0 |  | 0 |  | 0 | [5 empty] | 0 |  | 0 |  | 0 |  | 0 |  | 0 |  | 0 |  | 0 |  | 0 |  |  | 0 | 0 | 0 |  |  | 0 | 0 | 0 | 0 | 0 | 0 | 0 | 0 | 0 | 0 | 0 | 0 | 0 | 0 | 0 | 0 | 0 | 0 | 0 | 0 | 0
0 | 0 |  |  |  | 0 | [11 empty] | 0 | 0 |  | 0 |  | 0 | [5 empty] | 0 |  | 0 |  | 0 |  | 0 |  | 0 |  | 0 |  | 0 |  | 0 |  |  | 0 | 0 | 0 |  |  | 0 | 0 | 0 | 0 | 0 | 0 | 0 | 0 | 0 | 0 | 0 | 0 | 0 | 0 | 0 | 0 | 0 | 0 | 0 | 0 | 0
0 | 0 |  |  |  | 0 | [11 empty] | 0 | 0 |  | 0 |  | 0 | [5 empty] | 0 |  | 0 |  | 0 |  | 0 |  | 0 |  | 0 |  | 0 |  | 0 |  |  | 0 | 0 | 0 |  |  | 0 | 0 | 0 | 0 | 0 | 0 | 0 | 0 | 0 | 0 | 0 | 0 | 0 | 0 | 0 | 0 | 0 | 0 | 0 | 0 | 0
0 | 0 |  |  |  | 0 | [11 empty] | 0 | 0 |  | 0 |  | 0 | [5 empty] | 0 |  | 0 |  | 0 |  | 0 |  | 0 |  | 0 |  | 0 |  | 0 |  |  | 0 | 0 | 0 |  |  | 0 | 0 | 0 | 0 | 0 | 0 | 0 | 0 | 0 | 0 | 0 | 0 | 0 | 0 | 0 | 0 | 0 | 0 | 0 | 0 | 0
0 | 0 |  |  |  | 0 | [11 empty] | 0 | 0 |  | 0 |  | 0 | [5 empty] | 0 |  | 0 |  | 0 |  | 0 |  | 0 |  | 0 |  | 0 |  | 0 |  |  | 0 | 0 | 0 |  |  | 0 | 0 | 0 | 0 | 0 | 0 | 0 | 0 | 0 | 0 | 0 | 0 | 0 | 0 | 0 | 0 | 0 | 0 | 0 | 0 | 0
0 | 0 |  |  |  | 0 | [11 empty] | 0 | 0 |  | 0 |  | 0 | [5 empty] | 0 |  | 0 |  | 0 |  | 0 |  | 0 |  | 0 |  | 0 |  | 0 |  |  | 0 | 0 | 0 |  |  | 0 | 0 | 0 | 0 | 0 | 0 | 0 | 0 | 0 | 0 | 0 | 0 | 0 | 0 | 0 | 0 | 0 | 0 | 0 | 0 | 0
0 | 0 |  |  |  | 0 | [11 empty] | 0 | 0 |  | 0 |  | 0 | [5 empty] | 0 |  | 0 |  | 0 |  | 0 |  | 0 |  | 0 |  | 0 |  | 0 |  |  | 0 | 0 | 0 |  |  | 0 | 0 | 0 | 0 | 0 | 0 | 0 | 0 | 0 | 0 | 0 | 0 | 0 | 0 | 0 | 0 | 0 | 0 | 0 | 0 | 0
0 | 0 |  |  |  | 0 | [11 empty] | 0 | 0 |  | 0 |  | 0 | [5 empty] | 0 |  | 0 |  | 0 |  | 0 |  | 0 |  | 0 |  | 0 |  | 0 |  |  | 0 | 0 | 0 |  |  | 0 | 0 | 0 | 0 | 0 | 0 | 0 | 0 | 0 | 0 | 0 | 0 | 0 | 0 | 0 | 0 | 0 | 0 | 0 | 0 | 0
0 | 0 |  |  |  | 0 | [11 empty] | 0 | 0 |  | 0 |  | 0 | [5 empty] | 0 |  | 0 |  | 0 |  | 0 |  | 0 |  | 0 |  | 0 |  | 0 |  |  | 0 | 0 | 0 |  |  | 0 | 0 | 0 | 0 | 0 | 0 | 0 | 0 | 0 | 0 | 0 | 0 | 0 | 0 | 0 | 0 | 0 | 0 | 0 | 0 | 0
0 | 0 |  |  |  | 0 | [11 empty] | 0 | 0 |  | 0 |  | 0 | [5 empty] | 0 |  | 0 |  | 0 |  | 0 |  | 0 |  | 0 |  | 0 |  | 0 |  |  | 0 | 0 | 0 |  |  | 0 | 0 | 0 | 0 | 0 | 0 | 0 | 0 | 0 | 0 | 0 | 0 | 0 | 0 | 0 | 0 | 0 | 0 | 0 | 0 | 0
0 | 0 |  |  |  | 0 | [11 empty] | 0 | 0 |  | 0 |  | 0 | [5 empty] | 0 |  | 0 |  | 0 |  | 0 |  | 0 |  | 0 |  | 0 |  | 0 |  |  | 0 | 0 | 0 |  |  | 0 | 0 | 0 | 0 | 0 | 0 | 0 | 0 | 0 | 0 | 0 | 0 | 0 | 0 | 0 | 0 | 0 | 0 | 0 | 0 | 0
0 | 0 |  |  |  | 0 | [11 empty] | 0 | 0 |  | 0 |  | 0 | [5 empty] | 0 |  | 0 |  | 0 |  | 0 |  | 0 |  | 0 |  | 0 |  | 0 |  |  | 0 | 0 | 0 |  |  | 0 | 0 | 0 | 0 | 0 | 0 | 0 | 0 | 0 | 0 | 0 | 0 | 0 | 0 | 0 | 0 | 0 | 0 | 0 | 0 | 0
0 | 0 |  |  |  | 0 | [11 empty] | 0 | 0 |  | 0 |  | 0 | [5 empty] | 0 |  | 0 |  | 0 |  | 0 |  | 0 |  | 0 |  | 0 |  | 0 |  |  | 0 | 0 | 0 |  |  | 0 | 0 | 0 | 0 | 0 | 0 | 0 | 0 | 0 | 0 | 0 | 0 | 0 | 0 | 0 | 0 | 0 | 0 | 0 | 0 | 0
0 | 0 |  |  |  | 0 | [11 empty] | 0 | 0 |  | 0 |  | 0 | [5 empty] | 0 |  | 0 |  | 0 |  | 0 |  | 0 |  | 0 |  | 0 |  | 0 |  |  | 0 | 0 | 0 |  |  | 0 | 0 | 0 | 0 | 0 | 0 | 0 | 0 | 0 | 0 | 0 | 0 | 0 | 0 | 0 | 0 | 0 | 0 | 0 | 0 | 0
0 | 0 |  |  |  | 0 | [11 empty] | 0 | 0 |  | 0 |  | 0 | [5 empty] | 0 |  | 0 |  | 0 |  | 0 |  | 0 |  | 0 |  | 0 |  | 0 |  |  | 0 | 0 | 0 |  |  | 0 | 0 | 0 | 0 | 0 | 0 | 0 | 0 | 0 | 0 | 0 | 0 | 0 | 0 | 0 | 0 | 0 | 0 | 0 | 0 | 0
0 | 0 |  |  |  | 0 | [11 empty] | 0 | 0 |  | 0 |  | 0 | [5 empty] | 0 |  | 0 |  | 0 |  | 0 |  | 0 |  | 0 |  | 0 |  | 0 |  |  | 0 | 0 | 0 |  |  | 0 | 0 | 0 | 0 | 0 | 0 | 0 | 0 | 0 | 0 | 0 | 0 | 0 | 0 | 0 | 0 | 0 | 0 | 0 | 0 | 0
0 | 0 |  |  |  | 0 | [11 empty] | 0 | 0 |  | 0 |  | 0 | [5 empty] | 0 |  | 0 |  | 0 |  | 0 |  | 0 |  | 0 |  | 0 |  | 0 |  |  | 0 | 0 | 0 |  |  | 0 | 0 | 0 | 0 | 0 | 0 | 0 | 0 | 0 | 0 | 0 | 0 | 0 | 0 | 0 | 0 | 0 | 0 | 0 | 0 | 0
0 | 0 |  |  |  | 0 | [11 empty] | 0 | 0 |  | 0 |  | 0 | [5 empty] | 0 |  | 0 |  | 0 |  | 0 |  | 0 |  | 0 |  | 0 |  | 0 |  |  | 0 | 0 | 0 |  |  | 0 | 0 | 0 | 0 | 0 | 0 | 0 | 0 | 0 | 0 | 0 | 0 | 0 | 0 | 0 | 0 | 0 | 0 | 0 | 0 | 0
0 | 0 |  |  |  | 0 | [11 empty] | 0 | 0 |  | 0 |  | 0 | [5 empty] | 0 |  | 0 |  | 0 |  | 0 |  | 0 |  | 0 |  | 0 |  | 0 |  |  | 0 | 0 | 0 |  |  | 0 | 0 | 0 | 0 | 0 | 0 | 0 | 0 | 0 | 0 | 0 | 0 | 0 | 0 | 0 | 0 | 0 | 0 | 0 | 0 | 0
0 | 0 |  |  |  | 0 | [11 empty] | 0 | 0 |  | 0 |  | 0 | [5 empty] | 0 |  | 0 |  | 0 |  | 0 |  | 0 |  | 0 |  | 0 |  | 0 |  |  | 0 | 0 | 0 |  |  | 0 | 0 | 0 | 0 | 0 | 0 | 0 | 0 | 0 | 0 | 0 | 0 | 0 | 0 | 0 | 0 | 0 | 0 | 0 | 0 | 0
0 | 0 |  |  |  | 0 | [11 empty] | 0 | 0 |  | 0 |  | 0 | [5 empty] | 0 |  | 0 |  | 0 |  | 0 |  | 0 |  | 0 |  | 0 |  | 0 |  |  | 0 | 0 | 0 |  |  | 0 | 0 | 0 | 0 | 0 | 0 | 0 | 0 | 0 | 0 | 0 | 0 | 0 | 0 | 0 | 0 | 0 | 0 | 0 | 0 | 0
0 | 0 |  |  |  | 0 | [11 empty] | 0 | 0 |  | 0 |  | 0 | [5 empty] | 0 |  | 0 |  | 0 |  | 0 |  | 0 |  | 0 |  | 0 |  | 0 |  |  | 0 | 0 | 0 |  |  | 0 | 0 | 0 | 0 | 0 | 0 | 0 | 0 | 0 | 0 | 0 | 0 | 0 | 0 | 0 | 0 | 0 | 0 | 0 | 0 | 0
0 | 0 |  |  |  | 0 | [11 empty] | 0 | 0 |  | 0 |  | 0 | [5 empty] | 0 |  | 0 |  | 0 |  | 0 |  | 0 |  | 0 |  | 0 |  | 0 |  |  | 0 | 0 | 0 |  |  | 0 | 0 | 0 | 0 | 0 | 0 | 0 | 0 | 0 | 0 | 0 | 0 | 0 | 0 | 0 | 0 | 0 | 0 | 0 | 0 | 0
0 | 0 |  |  |  | 0 | [11 empty] | 0 | 0 |  | 0 |  | 0 | [5 empty] | 0 |  | 0 |  | 0 |  | 0 |  | 0 |  | 0 |  | 0 |  | 0 |  |  | 0 | 0 | 0 |  |  | 0 | 0 | 0 | 0 | 0 | 0 | 0 | 0 | 0 | 0 | 0 | 0 | 0 | 0 | 0 | 0 | 0 | 0 | 0 | 0 | 0
0 | 0 |  |  |  | 0 | [11 empty] | 0 | 0 |  | 0 |  | 0 | [5 empty] | 0 |  | 0 |  | 0 |  | 0 |  | 0 |  | 0 |  | 0 |  | 0 |  |  | 0 | 0 | 0 |  |  | 0 | 0 | 0 | 0 | 0 | 0 | 0 | 0 | 0 | 0 | 0 | 0 | 0 | 0 | 0 | 0 | 0 | 0 | 0 | 0 | 0
0 | 0 |  |  |  | 0 | [11 empty] | 0 | 0 |  | 0 |  | 0 | [5 empty] | 0 |  | 0 |  | 0 |  | 0 |  | 0 |  | 0 |  | 0 |  | 0 |  |  | 0 | 0 | 0 |  |  | 0 | 0 | 0 | 0 | 0 | 0 | 0 | 0 | 0 | 0 | 0 | 0 | 0 | 0 | 0 | 0 | 0 | 0 | 0 | 0 | 0
0 | 0 |  |  |  | 0 | [11 empty] | 0 | 0 |  | 0 |  | 0 | [5 empty] | 0 |  | 0 |  | 0 |  | 0 |  | 0 |  | 0 |  | 0 |  | 0 |  |  | 0 | 0 | 0 |  |  | 0 | 0 | 0 | 0 | 0 | 0 | 0 | 0 | 0 | 0 | 0 | 0 | 0 | 0 | 0 | 0 | 0 | 0 | 0 | 0 | 0
0 | 0 |  |  |  | 0 | [11 empty] | 0 | 0 |  | 0 |  | 0 | [5 empty] | 0 |  | 0 |  | 0 |  | 0 |  | 0 |  | 0 |  | 0 |  | 0 |  |  | 0 | 0 | 0 |  |  | 0 | 0 | 0 | 0 | 0 | 0 | 0 | 0 | 0 | 0 | 0 | 0 | 0 | 0 | 0 | 0 | 0 | 0 | 0 | 0 | 0
0 | 0 |  |  |  | 0 | [11 empty] | 0 | 0 |  | 0 |  | 0 | [5 empty] | 0 |  | 0 |  | 0 |  | 0 |  | 0 |  | 0 |  | 0 |  | 0 |  |  | 0 | 0 | 0 |  |  | 0 | 0 | 0 | 0 | 0 | 0 | 0 | 0 | 0 | 0 | 0 | 0 | 0 | 0 | 0 | 0 | 0 | 0 | 0 | 0 | 0
0 | 0 |  |  |  | 0 | [11 empty] | 0 | 0 |  | 0 |  | 0 | [5 empty] | 0 |  | 0 |  | 0 |  | 0 |  | 0 |  | 0 |  | 0 |  | 0 |  |  | 0 | 0 | 0 |  |  | 0 | 0 | 0 | 0 | 0 | 0 | 0 | 0 | 0 | 0 | 0 | 0 | 0 | 0 | 0 | 0 | 0 | 0 | 0 | 0 | 0
0 | 0 |  |  |  | 0 | [11 empty] | 0 | 0 |  | 0 |  | 0 | [5 empty] | 0 |  | 0 |  | 0 |  | 0 |  | 0 |  | 0 |  | 0 |  | 0 |  |  | 0 | 0 | 0 |  |  | 0 | 0 | 0 | 0 | 0 | 0 | 0 | 0 | 0 | 0 | 0 | 0 | 0 | 0 | 0 | 0 | 0 | 0 | 0 | 0 | 0
0 | 0 |  |  |  | 0 | [11 empty] | 0 | 0 |  | 0 |  | 0 | [5 empty] | 0 |  | 0 |  | 0 |  | 0 |  | 0 |  | 0 |  | 0 |  | 0 |  |  | 0 | 0 | 0 |  |  | 0 | 0 | 0 | 0 | 0 | 0 | 0 | 0 | 0 | 0 | 0 | 0 | 0 | 0 | 0 | 0 | 0 | 0 | 0 | 0 | 0
0 | 0 |  |  |  | 0 | [11 empty] | 0 | 0 |  | 0 |  | 0 | [5 empty] | 0 |  | 0 |  | 0 |  | 0 |  | 0 |  | 0 |  | 0 |  | 0 |  |  | 0 | 0 | 0 |  |  | 0 | 0 | 0 | 0 | 0 | 0 | 0 | 0 | 0 | 0 | 0 | 0 | 0 | 0 | 0 | 0 | 0 | 0 | 0 | 0 | 0
0 | 0 |  |  |  | 0 | [11 empty] | 0 | 0 |  | 0 |  | 0 | [5 empty] | 0 |  | 0 |  | 0 |  | 0 |  | 0 |  | 0 |  | 0 |  | 0 |  |  | 0 | 0 | 0 |  |  | 0 | 0 | 0 | 0 | 0 | 0 | 0 | 0 | 0 | 0 | 0 | 0 | 0 | 0 | 0 | 0 | 0 | 0 | 0 | 0 | 0
0 | 0 |  |  |  | 0 | [11 empty] | 0 | 0 |  | 0 |  | 0 | [5 empty] | 0 |  | 0 |  | 0 |  | 0 |  | 0 |  | 0 |  | 0 |  | 0 |  |  | 0 | 0 | 0 |  |  | 0 | 0 | 0 | 0 | 0 | 0 | 0 | 0 | 0 | 0 | 0 | 0 | 0 | 0 | 0 | 0 | 0 | 0 | 0 | 0 | 0
0 | 0 |  |  |  | 0 | [11 empty] | 0 | 0 |  | 0 |  | 0 | [5 empty] | 0 |  | 0 |  | 0 |  | 0 |  | 0 |  | 0 |  | 0 |  | 0 |  |  | 0 | 0 | 0 |  |  | 0 | 0 | 0 | 0 | 0 | 0 | 0 | 0 | 0 | 0 | 0 | 0 | 0 | 0 | 0 | 0 | 0 | 0 | 0 | 0 | 0
0 | 0 |  |  |  | 0 | [11 empty] | 0 | 0 |  | 0 |  | 0 | [5 empty] | 0 |  | 0 |  | 0 |  | 0 |  | 0 |  | 0 |  | 0 |  | 0 |  |  | 0 | 0 | 0 |  |  | 0 | 0 | 0 | 0 | 0 | 0 | 0 | 0 | 0 | 0 | 0 | 0 | 0 | 0 | 0 | 0 | 0 | 0 | 0 | 0 | 0
0 | 0 |  |  |  | 0 | [11 empty] | 0 | 0 |  | 0 |  | 0 | [5 empty] | 0 |  | 0 |  | 0 |  | 0 |  | 0 |  | 0 |  | 0 |  | 0 |  |  | 0 | 0 | 0 |  |  | 0 | 0 | 0 | 0 | 0 | 0 | 0 | 0 | 0 | 0 | 0 | 0 | 0 | 0 | 0 | 0 | 0 | 0 | 0 | 0 | 0
0 | 0 |  |  |  | 0 | [11 empty] | 0 | 0 |  | 0 |  | 0 | [5 empty] | 0 |  | 0 |  | 0 |  | 0 |  | 0 |  | 0 |  | 0 |  | 0 |  |  | 0 | 0 | 0 |  |  | 0 | 0 | 0 | 0 | 0 | 0 | 0 | 0 | 0 | 0 | 0 | 0 | 0 | 0 | 0 | 0 | 0 | 0 | 0 | 0 | 0
0 | 0 |  |  |  | 0 | [11 empty] | 0 | 0 |  | 0 |  | 0 | [5 empty] | 0 |  | 0 |  | 0 |  | 0 |  | 0 |  | 0 |  | 0 |  | 0 |  |  | 0 | 0 | 0 |  |  | 0 | 0 | 0 | 0 | 0 | 0 | 0 | 0 | 0 | 0 | 0 | 0 | 0 | 0 | 0 | 0 | 0 | 0 | 0 | 0 | 0
0 | 0 |  |  |  | 0 | [11 empty] | 0 | 0 |  | 0 |  | 0 | [5 empty] | 0 |  | 0 |  | 0 |  | 0 |  | 0 |  | 0 |  | 0 |  | 0 |  |  | 0 | 0 | 0 |  |  | 0 | 0 | 0 | 0 | 0 | 0 | 0 | 0 | 0 | 0 | 0 | 0 | 0 | 0 | 0 | 0 | 0 | 0 | 0 | 0 | 0
0 | 0 |  |  |  | 0 | [11 empty] | 0 | 0 |  | 0 |  | 0 | [5 empty] | 0 |  | 0 |  | 0 |  | 0 |  | 0 |  | 0 |  | 0 |  | 0 |  |  | 0 | 0 | 0 |  |  | 0 | 0 | 0 | 0 | 0 | 0 | 0 | 0 | 0 | 0 | 0 | 0 | 0 | 0 | 0 | 0 | 0 | 0 | 0 | 0 | 0
0 | 0 |  |  |  | 0 | [11 empty] | 0 | 0 |  | 0 |  | 0 | [5 empty] | 0 |  | 0 |  | 0 |  | 0 |  | 0 |  | 0 |  | 0 |  | 0 |  |  | 0 | 0 | 0 |  |  | 0 | 0 | 0 | 0 | 0 | 0 | 0 | 0 | 0 | 0 | 0 | 0 | 0 | 0 | 0 | 0 | 0 | 0 | 0 | 0 | 0
0 | 0 |  |  |  | 0 | [11 empty] | 0 | 0 |  | 0 |  | 0 | [5 empty] | 0 |  | 0 |  | 0 |  | 0 |  | 0 |  | 0 |  | 0 |  | 0 |  |  | 0 | 0 | 0 |  |  | 0 | 0 | 0 | 0 | 0 | 0 | 0 | 0 | 0 | 0 | 0 | 0 | 0 | 0 | 0 | 0 | 0 | 0 | 0 | 0 | 0
0 | 0 |  |  |  | 0 | [11 empty] | 0 | 0 |  | 0 |  | 0 | [5 empty] | 0 |  | 0 |  | 0 |  | 0 |  | 0 |  | 0 |  | 0 |  | 0 |  |  | 0 | 0 | 0 |  |  | 0 | 0 | 0 | 0 | 0 | 0 | 0 | 0 | 0 | 0 | 0 | 0 | 0 | 0 | 0 | 0 | 0 | 0 | 0 | 0 | 0
0 | 0 |  |  |  | 0 | [11 empty] | 0 | 0 |  | 0 |  | 0 | [5 empty] | 0 |  | 0 |  | 0 |  | 0 |  | 0 |  | 0 |  | 0 |  | 0 |  |  | 0 | 0 | 0 |  |  | 0 | 0 | 0 | 0 | 0 | 0 | 0 | 0 | 0 | 0 | 0 | 0 | 0 | 0 | 0 | 0 | 0 | 0 | 0 | 0 | 0
0 | 0 |  |  |  | 0 | [11 empty] | 0 | 0 |  | 0 |  | 0 | [5 empty] | 0 |  | 0 |  | 0 |  | 0 |  | 0 |  | 0 |  | 0 |  | 0 |  |  | 0 | 0 | 0 |  |  | 0 | 0 | 0 | 0 | 0 | 0 | 0 | 0 | 0 | 0 | 0 | 0 | 0 | 0 | 0 | 0 | 0 | 0 | 0 | 0 | 0
0 | 0 |  |  |  | 0 | [11 empty] | 0 | 0 |  | 0 |  | 0 | [5 empty] | 0 |  | 0 |  | 0 |  | 0 |  | 0 |  | 0 |  | 0 |  | 0 |  |  | 0 | 0 | 0 |  |  | 0 | 0 | 0 | 0 | 0 | 0 | 0 | 0 | 0 | 0 | 0 | 0 | 0 | 0 | 0 | 0 | 0 | 0 | 0 | 0 | 0
0 | 0 |  |  |  | 0 | [11 empty] | 0 | 0 |  | 0 |  | 0 | [5 empty] | 0 |  | 0 |  | 0 |  | 0 |  | 0 |  | 0 |  | 0 |  | 0 |  |  | 0 | 0 | 0 |  |  | 0 | 0 | 0 | 0 | 0 | 0 | 0 | 0 | 0 | 0 | 0 | 0 | 0 | 0 | 0 | 0 | 0 | 0 | 0 | 0 | 0
0 | 0 |  |  |  | 0 | [11 empty] | 0 | 0 |  | 0 |  | 0 | [5 empty] | 0 |  | 0 |  | 0 |  | 0 |  | 0 |  | 0 |  | 0 |  | 0 |  |  | 0 | 0 | 0 |  |  | 0 | 0 | 0 | 0 | 0 | 0 | 0 | 0 | 0 | 0 | 0 | 0 | 0 | 0 | 0 | 0 | 0 | 0 | 0 | 0 | 0
0 | 0 |  |  |  | 0 | [11 empty] | 0 | 0 |  | 0 |  | 0 | [5 empty] | 0 |  | 0 |  | 0 |  | 0 |  | 0 |  | 0 |  | 0 |  | 0 |  |  | 0 | 0 | 0 |  |  | 0 | 0 | 0 | 0 | 0 | 0 | 0 | 0 | 0 | 0 | 0 | 0 | 0 | 0 | 0 | 0 | 0 | 0 | 0 | 0 | 0
0 | 0 |  |  |  | 0 | [11 empty] | 0 | 0 |  | 0 |  | 0 | [5 empty] | 0 |  | 0 |  | 0 |  | 0 |  | 0 |  | 0 |  | 0 |  | 0 |  |  | 0 | 0 | 0 |  |  | 0 | 0 | 0 | 0 | 0 | 0 | 0 | 0 | 0 | 0 | 0 | 0 | 0 | 0 | 0 | 0 | 0 | 0 | 0 | 0 | 0
0 | 0 |  |  |  | 0 | [11 empty] | 0 | 0 |  | 0 |  | 0 | [5 empty] | 0 |  | 0 |  | 0 |  | 0 |  | 0 |  | 0 |  | 0 |  | 0 |  |  | 0 | 0 | 0 |  |  | 0 | 0 | 0 | 0 | 0 | 0 | 0 | 0 | 0 | 0 | 0 | 0 | 0 | 0 | 0 | 0 | 0 | 0 | 0 | 0 | 0
0 | 0 |  |  |  | 0 | [11 empty] | 0 | 0 |  | 0 |  | 0 | [5 empty] | 0 |  | 0 |  | 0 |  | 0 |  | 0 |  | 0 |  | 0 |  | 0 |  |  | 0 | 0 | 0 |  |  | 0 | 0 | 0 | 0 | 0 | 0 | 0 | 0 | 0 | 0 | 0 | 0 | 0 | 0 | 0 | 0 | 0 | 0 | 0 | 0 | 0
0 | 0 |  |  |  | 0 | [11 empty] | 0 | 0 |  | 0 |  | 0 | [5 empty] | 0 |  | 0 |  | 0 |  | 0 |  | 0 |  | 0 |  | 0 |  | 0 |  |  | 0 | 0 | 0 |  |  | 0 | 0 | 0 | 0 | 0 | 0 | 0 | 0 | 0 | 0 | 0 | 0 | 0 | 0 | 0 | 0 | 0 | 0 | 0 | 0 | 0
0 | 0 |  |  |  | 0 | [11 empty] | 0 | 0 |  | 0 |  | 0 | [5 empty] | 0 |  | 0 |  | 0 |  | 0 |  | 0 |  | 0 |  | 0 |  | 0 |  |  | 0 | 0 | 0 |  |  | 0 | 0 | 0 | 0 | 0 | 0 | 0 | 0 | 0 | 0 | 0 | 0 | 0 | 0 | 0 | 0 | 0 | 0 | 0 | 0 | 0
0 | 0 |  |  |  | 0 | [11 empty] | 0 | 0 |  | 0 |  | 0 | [5 empty] | 0 |  | 0 |  | 0 |  | 0 |  | 0 |  | 0 |  | 0 |  | 0 |  |  | 0 | 0 | 0 |  |  | 0 | 0 | 0 | 0 | 0 | 0 | 0 | 0 | 0 | 0 | 0 | 0 | 0 | 0 | 0 | 0 | 0 | 0 | 0 | 0 | 0
0 | 0 |  |  |  | 0 | [11 empty] | 0 | 0 |  | 0 |  | 0 | [5 empty] | 0 |  | 0 |  | 0 |  | 0 |  | 0 |  | 0 |  | 0 |  | 0 |  |  | 0 | 0 | 0 |  |  | 0 | 0 | 0 | 0 | 0 | 0 | 0 | 0 | 0 | 0 | 0 | 0 | 0 | 0 | 0 | 0 | 0 | 0 | 0 | 0 | 0
0 | 0 |  |  |  | 0 | [11 empty] | 0 | 0 |  | 0 |  | 0 | [5 empty] | 0 |  | 0 |  | 0 |  | 0 |  | 0 |  | 0 |  | 0 |  | 0 |  |  | 0 | 0 | 0 |  |  | 0 | 0 | 0 | 0 | 0 | 0 | 0 | 0 | 0 | 0 | 0 | 0 | 0 | 0 | 0 | 0 | 0 | 0 | 0 | 0 | 0
0 | 0 |  |  |  | 0 | [11 empty] | 0 | 0 |  | 0 |  | 0 | [5 empty] | 0 |  | 0 |  | 0 |  | 0 |  | 0 |  | 0 |  | 0 |  | 0 |  |  | 0 | 0 | 0 |  |  | 0 | 0 | 0 | 0 | 0 | 0 | 0 | 0 | 0 | 0 | 0 | 0 | 0 | 0 | 0 | 0 | 0 | 0 | 0 | 0 | 0
0 | 0 |  |  |  | 0 | [11 empty] | 0 | 0 |  | 0 |  | 0 | [5 empty] | 0 |  | 0 |  | 0 |  | 0 |  | 0 |  | 0 |  | 0 |  | 0 |  |  | 0 | 0 | 0 |  |  | 0 | 0 | 0 | 0 | 0 | 0 | 0 | 0 | 0 | 0 | 0 | 0 | 0 | 0 | 0 | 0 | 0 | 0 | 0 | 0 | 0
0 | 0 |  |  |  | 0 | [11 empty] | 0 | 0 |  | 0 |  | 0 | [5 empty] | 0 |  | 0 |  | 0 |  | 0 |  | 0 |  | 0 |  | 0 |  | 0 |  |  | 0 | 0 | 0 |  |  | 0 | 0 | 0 | 0 | 0 | 0 | 0 | 0 | 0 | 0 | 0 | 0 | 0 | 0 | 0 | 0 | 0 | 0 | 0 | 0 | 0
0 | 0 |  |  |  | 0 | [11 empty] | 0 | 0 |  | 0 |  | 0 | [5 empty] | 0 |  | 0 |  | 0 |  | 0 |  | 0 |  | 0 |  | 0 |  | 0 |  |  | 0 | 0 | 0 |  |  | 0 | 0 | 0 | 0 | 0 | 0 | 0 | 0 | 0 | 0 | 0 | 0 | 0 | 0 | 0 | 0 | 0 | 0 | 0 | 0 | 0
0 | 0 |  |  |  | 0 | [11 empty] | 0 | 0 |  | 0 |  | 0 | [5 empty] | 0 |  | 0 |  | 0 |  | 0 |  | 0 |  | 0 |  | 0 |  | 0 |  |  | 0 | 0 | 0 |  |  | 0 | 0 | 0 | 0 | 0 | 0 | 0 | 0 | 0 | 0 | 0 | 0 | 0 | 0 | 0 | 0 | 0 | 0 | 0 | 0 | 0
0 | 0 |  |  |  | 0 | [11 empty] | 0 | 0 |  | 0 |  | 0 | [5 empty] | 0 |  | 0 |  | 0 |  | 0 |  | 0 |  | 0 |  | 0 |  | 0 |  |  | 0 | 0 | 0 |  |  | 0 | 0 | 0 | 0 | 0 | 0 | 0 | 0 | 0 | 0 | 0 | 0 | 0 | 0 | 0 | 0 | 0 | 0 | 0 | 0 | 0
0 | 0 |  |  |  | 0 | [11 empty] | 0 | 0 |  | 0 |  | 0 | [5 empty] | 0 |  | 0 |  | 0 |  | 0 |  | 0 |  | 0 |  | 0 |  | 0 |  |  | 0 | 0 | 0 |  |  | 0 | 0 | 0 | 0 | 0 | 0 | 0 | 0 | 0 | 0 | 0 | 0 | 0 | 0 | 0 | 0 | 0 | 0 | 0 | 0 | 0
0 | 0 |  |  |  | 0 | [11 empty] | 0 | 0 |  | 0 |  | 0 | [5 empty] | 0 |  | 0 |  | 0 |  | 0 |  | 0 |  | 0 |  | 0 |  | 0 |  |  | 0 | 0 | 0 |  |  | 0 | 0 | 0 | 0 | 0 | 0 | 0 | 0 | 0 | 0 | 0 | 0 | 0 | 0 | 0 | 0 | 0 | 0 | 0 | 0 | 0
0 | 0 |  |  |  | 0 | [11 empty] | 0 | 0 |  | 0 |  | 0 | [5 empty] | 0 |  | 0 |  | 0 |  | 0 |  | 0 |  | 0 |  | 0 |  | 0 |  |  | 0 | 0 | 0 |  |  | 0 | 0 | 0 | 0 | 0 | 0 | 0 | 0 | 0 | 0 | 0 | 0 | 0 | 0 | 0 | 0 | 0 | 0 | 0 | 0 | 0
0 | 0 |  |  |  | 0 | [11 empty] | 0 | 0 |  | 0 |  | 0 | [5 empty] | 0 |  | 0 |  | 0 |  | 0 |  | 0 |  | 0 |  | 0 |  | 0 |  |  | 0 | 0 | 0 |  |  | 0 | 0 | 0 | 0 | 0 | 0 | 0 | 0 | 0 | 0 | 0 | 0 | 0 | 0 | 0 | 0 | 0 | 0 | 0 | 0 | 0
0 | 0 |  |  |  | 0 | [11 empty] | 0 | 0 |  | 0 |  | 0 | [5 empty] | 0 |  | 0 |  | 0 |  | 0 |  | 0 |  | 0 |  | 0 |  | 0 |  |  | 0 | 0 | 0 |  |  | 0 | 0 | 0 | 0 | 0 | 0 | 0 | 0 | 0 | 0 | 0 | 0 | 0 | 0 | 0 | 0 | 0 | 0 | 0 | 0 | 0
0 | 0 |  |  |  | 0 | [11 empty] | 0 | 0 |  | 0 |  | 0 | [5 empty] | 0 |  | 0 |  | 0 |  | 0 |  | 0 |  | 0 |  | 0 |  | 0 |  |  | 0 | 0 | 0 |  |  | 0 | 0 | 0 | 0 | 0 | 0 | 0 | 0 | 0 | 0 | 0 | 0 | 0 | 0 | 0 | 0 | 0 | 0 | 0 | 0 | 0
0 | 0 |  |  |  | 0 | [11 empty] | 0 | 0 |  | 0 |  | 0 | [5 empty] | 0 |  | 0 |  | 0 |  | 0 |  | 0 |  | 0 |  | 0 |  | 0 |  |  | 0 | 0 | 0 |  |  | 0 | 0 | 0 | 0 | 0 | 0 | 0 | 0 | 0 | 0 | 0 | 0 | 0 | 0 | 0 | 0 | 0 | 0 | 0 | 0 | 0
0 | 0 |  |  |  | 0 | [11 empty] | 0 | 0 |  | 0 |  | 0 | [5 empty] | 0 |  | 0 |  | 0 |  | 0 |  | 0 |  | 0 |  | 0 |  | 0 |  |  | 0 | 0 | 0 |  |  | 0 | 0 | 0 | 0 | 0 | 0 | 0 | 0 | 0 | 0 | 0 | 0 | 0 | 0 | 0 | 0 | 0 | 0 | 0 | 0 | 0
0 | 0 |  |  |  | 0 | [11 empty] | 0 | 0 |  | 0 |  | 0 | [5 empty] | 0 |  | 0 |  | 0 |  | 0 |  | 0 |  | 0 |  | 0 |  | 0 |  |  | 0 | 0 | 0 |  |  | 0 | 0 | 0 | 0 | 0 | 0 | 0 | 0 | 0 | 0 | 0 | 0 | 0 | 0 | 0 | 0 | 0 | 0 | 0 | 0 | 0
0 | 0 |  |  |  | 0 | [11 empty] | 0 | 0 |  | 0 |  | 0 | [5 empty] | 0 |  | 0 |  | 0 |  | 0 |  | 0 |  | 0 |  | 0 |  | 0 |  |  | 0 | 0 | 0 |  |  | 0 | 0 | 0 | 0 | 0 | 0 | 0 | 0 | 0 | 0 | 0 | 0 | 0 | 0 | 0 | 0 | 0 | 0 | 0 | 0 | 0
0 | 0 |  |  |  | 0 | [11 empty] | 0 | 0 |  | 0 |  | 0 | [5 empty] | 0 |  | 0 |  | 0 |  | 0 |  | 0 |  | 0 |  | 0 |  | 0 |  |  | 0 | 0 | 0 |  |  | 0 | 0 | 0 | 0 | 0 | 0 | 0 | 0 | 0 | 0 | 0 | 0 | 0 | 0 | 0 | 0 | 0 | 0 | 0 | 0 | 0
0 | 0 |  |  |  | 0 | [11 empty] | 0 | 0 |  | 0 |  | 0 | [5 empty] | 0 |  | 0 |  | 0 |  | 0 |  | 0 |  | 0 |  | 0 |  | 0 |  |  | 0 | 0 | 0 |  |  | 0 | 0 | 0 | 0 | 0 | 0 | 0 | 0 | 0 | 0 | 0 | 0 | 0 | 0 | 0 | 0 | 0 | 0 | 0 | 0 | 0
0 | 0 |  |  |  | 0 | [11 empty] | 0 | 0 |  | 0 |  | 0 | [5 empty] | 0 |  | 0 |  | 0 |  | 0 |  | 0 |  | 0 |  | 0 |  | 0 |  |  | 0 | 0 | 0 |  |  | 0 | 0 | 0 | 0 | 0 | 0 | 0 | 0 | 0 | 0 | 0 | 0 | 0 | 0 | 0 | 0 | 0 | 0 | 0 | 0 | 0
0 | 0 |  |  |  | 0 | [11 empty] | 0 | 0 |  | 0 |  | 0 | [5 empty] | 0 |  | 0 |  | 0 |  | 0 |  | 0 |  | 0 |  | 0 |  | 0 |  |  | 0 | 0 | 0 |  |  | 0 | 0 | 0 | 0 | 0 | 0 | 0 | 0 | 0 | 0 | 0 | 0 | 0 | 0 | 0 | 0 | 0 | 0 | 0 | 0 | 0
0 | 0 |  |  |  | 0 | [11 empty] | 0 | 0 |  | 0 |  | 0 | [5 empty] | 0 |  | 0 |  | 0 |  | 0 |  | 0 |  | 0 |  | 0 |  | 0 |  |  | 0 | 0 | 0 |  |  | 0 | 0 | 0 | 0 | 0 | 0 | 0 | 0 | 0 | 0 | 0 | 0 | 0 | 0 | 0 | 0 | 0 | 0 | 0 | 0 | 0
0 | 0 |  |  |  | 0 | [11 empty] | 0 | 0 |  | 0 |  | 0 | [5 empty] | 0 |  | 0 |  | 0 |  | 0 |  | 0 |  | 0 |  | 0 |  | 0 |  |  | 0 | 0 | 0 |  |  | 0 | 0 | 0 | 0 | 0 | 0 | 0 | 0 | 0 | 0 | 0 | 0 | 0 | 0 | 0 | 0 | 0 | 0 | 0 | 0 | 0
0 | 0 |  |  |  | 0 | [11 empty] | 0 | 0 |  | 0 |  | 0 | [5 empty] | 0 |  | 0 |  | 0 |  | 0 |  | 0 |  | 0 |  | 0 |  | 0 |  |  | 0 | 0 | 0 |  |  | 0 | 0 | 0 | 0 | 0 | 0 | 0 | 0 | 0 | 0 | 0 | 0 | 0 | 0 | 0 | 0 | 0 | 0 | 0 | 0 | 0
0 | 0 |  |  |  | 0 | [11 empty] | 0 | 0 |  | 0 |  | 0 | [5 empty] | 0 |  | 0 |  | 0 |  | 0 |  | 0 |  | 0 |  | 0 |  | 0 |  |  | 0 | 0 | 0 |  |  | 0 | 0 | 0 | 0 | 0 | 0 | 0 | 0 | 0 | 0 | 0 | 0 | 0 | 0 | 0 | 0 | 0 | 0 | 0 | 0 | 0
0 | 0 |  |  |  | 0 | [11 empty] | 0 | 0 |  | 0 |  | 0 | [5 empty] | 0 |  | 0 |  | 0 |  | 0 |  | 0 |  | 0 |  | 0 |  | 0 |  |  | 0 | 0 | 0 |  |  | 0 | 0 | 0 | 0 | 0 | 0 | 0 | 0 | 0 | 0 | 0 | 0 | 0 | 0 | 0 | 0 | 0 | 0 | 0 | 0 | 0
0 | 0 |  |  |  | 0 | [11 empty] | 0 | 0 |  | 0 |  | 0 | [5 empty] | 0 |  | 0 |  | 0 |  | 0 |  | 0 |  | 0 |  | 0 |  | 0 |  |  | 0 | 0 | 0 |  |  | 0 | 0 | 0 | 0 | 0 | 0 | 0 | 0 | 0 | 0 | 0 | 0 | 0 | 0 | 0 | 0 | 0 | 0 | 0 | 0 | 0
0 | 0 |  |  |  | 0 | [11 empty] | 0 | 0 |  | 0 |  | 0 | [5 empty] | 0 |  | 0 |  | 0 |  | 0 |  | 0 |  | 0 |  | 0 |  | 0 |  |  | 0 | 0 | 0 |  |  | 0 | 0 | 0 | 0 | 0 | 0 | 0 | 0 | 0 | 0 | 0 | 0 | 0 | 0 | 0 | 0 | 0 | 0 | 0 | 0 | 0
0 | 0 |  |  |  | 0 | [11 empty] | 0 | 0 |  | 0 |  | 0 | [5 empty] | 0 |  | 0 |  | 0 |  | 0 |  | 0 |  | 0 |  | 0 |  | 0 |  |  | 0 | 0 | 0 |  |  | 0 | 0 | 0 | 0 | 0 | 0 | 0 | 0 | 0 | 0 | 0 | 0 | 0 | 0 | 0 | 0 | 0 | 0 | 0 | 0 | 0
0 | 0 |  |  |  | 0 | [11 empty] | 0 | 0 |  | 0 |  | 0 | [5 empty] | 0 |  | 0 |  | 0 |  | 0 |  | 0 |  | 0 |  | 0 |  | 0 |  |  | 0 | 0 | 0 |  |  | 0 | 0 | 0 | 0 | 0 | 0 | 0 | 0 | 0 | 0 | 0 | 0 | 0 | 0 | 0 | 0 | 0 | 0 | 0 | 0 | 0
0 | 0 |  |  |  | 0 | [11 empty] | 0 | 0 |  | 0 |  | 0 | [5 empty] | 0 |  | 0 |  | 0 |  | 0 |  | 0 |  | 0 |  | 0 |  | 0 |  |  | 0 | 0 | 0 |  |  | 0 | 0 | 0 | 0 | 0 | 0 | 0 | 0 | 0 | 0 | 0 | 0 | 0 | 0 | 0 | 0 | 0 | 0 | 0 | 0 | 0
0 | 0 |  |  |  | 0 | [11 empty] | 0 | 0 |  | 0 |  | 0 | [5 empty] | 0 |  | 0 |  | 0 |  | 0 |  | 0 |  | 0 |  | 0 |  | 0 |  |  | 0 | 0 | 0 |  |  | 0 | 0 | 0 | 0 | 0 | 0 | 0 | 0 | 0 | 0 | 0 | 0 | 0 | 0 | 0 | 0 | 0 | 0 | 0 | 0 | 0
0 | 0 |  |  |  | 0 | [11 empty] | 0 | 0 |  | 0 |  | 0 | [5 empty] | 0 |  | 0 |  | 0 |  | 0 |  | 0 |  | 0 |  | 0 |  | 0 |  |  | 0 | 0 | 0 |  |  | 0 | 0 | 0 | 0 | 0 | 0 | 0 | 0 | 0 | 0 | 0 | 0 | 0 | 0 | 0 | 0 | 0 | 0 | 0 | 0 | 0
0 | 0 |  |  |  | 0 | [11 empty] | 0 | 0 |  | 0 |  | 0 | [5 empty] | 0 |  | 0 |  | 0 |  | 0 |  | 0 |  | 0 |  | 0 |  | 0 |  |  | 0 | 0 | 0 |  |  | 0 | 0 | 0 | 0 | 0 | 0 | 0 | 0 | 0 | 0 | 0 | 0 | 0 | 0 | 0 | 0 | 0 | 0 | 0 | 0 | 0
0 | 0 |  |  |  | 0 | [11 empty] | 0 | 0 |  | 0 |  | 0 | [5 empty] | 0 |  | 0 |  | 0 |  | 0 |  | 0 |  | 0 |  | 0 |  | 0 |  |  | 0 | 0 | 0 |  |  | 0 | 0 | 0 | 0 | 0 | 0 | 0 | 0 | 0 | 0 | 0 | 0 | 0 | 0 | 0 | 0 | 0 | 0 | 0 | 0 | 0
0 | 0 |  |  |  | 0 | [11 empty] | 0 | 0 |  | 0 |  | 0 | [5 empty] | 0 |  | 0 |  | 0 |  | 0 |  | 0 |  | 0 |  | 0 |  | 0 |  |  | 0 | 0 | 0 |  |  | 0 | 0 | 0 | 0 | 0 | 0 | 0 | 0 | 0 | 0 | 0 | 0 | 0 | 0 | 0 | 0 | 0 | 0 | 0 | 0 | 0
0 | 0 |  |  |  | 0 | [11 empty] | 0 | 0 |  | 0 |  | 0 | [5 empty] | 0 |  | 0 |  | 0 |  | 0 |  | 0 |  | 0 |  | 0 |  | 0 |  |  | 0 | 0 | 0 |  |  | 0 | 0 | 0 | 0 | 0 | 0 | 0 | 0 | 0 | 0 | 0 | 0 | 0 | 0 | 0 | 0 | 0 | 0 | 0 | 0 | 0
0 | 0 |  |  |  | 0 | [11 empty] | 0 | 0 |  | 0 |  | 0 | [5 empty] | 0 |  | 0 |  | 0 |  | 0 |  | 0 |  | 0 |  | 0 |  | 0 |  |  | 0 | 0 | 0 |  |  | 0 | 0 | 0 | 0 | 0 | 0 | 0 | 0 | 0 | 0 | 0 | 0 | 0 | 0 | 0 | 0 | 0 | 0 | 0 | 0 | 0
0 | 0 |  |  |  | 0 | [11 empty] | 0 | 0 |  | 0 |  | 0 | [5 empty] | 0 |  | 0 |  | 0 |  | 0 |  | 0 |  | 0 |  | 0 |  | 0 |  |  | 0 | 0 | 0 |  |  | 0 | 0 | 0 | 0 | 0 | 0 | 0 | 0 | 0 | 0 | 0 | 0 | 0 | 0 | 0 | 0 | 0 | 0 | 0 | 0 | 0
0 | 0 |  |  |  | 0 | [11 empty] | 0 | 0 |  | 0 |  | 0 | [5 empty] | 0 |  | 0 |  | 0 |  | 0 |  | 0 |  | 0 |  | 0 |  | 0 |  |  | 0 | 0 | 0 |  |  | 0 | 0 | 0 | 0 | 0 | 0 | 0 | 0 | 0 | 0 | 0 | 0 | 0 | 0 | 0 | 0 | 0 | 0 | 0 | 0 | 0
0 | 0 |  |  |  | 0 | [11 empty] | 0 | 0 |  | 0 |  | 0 | [5 empty] | 0 |  | 0 |  | 0 |  | 0 |  | 0 |  | 0 |  | 0 |  | 0 |  |  | 0 | 0 | 0 |  |  | 0 | 0 | 0 | 0 | 0 | 0 | 0 | 0 | 0 | 0 | 0 | 0 | 0 | 0 | 0 | 0 | 0 | 0 | 0 | 0 | 0
0 | 0 |  |  |  | 0 | [11 empty] | 0 | 0 |  | 0 |  | 0 | [5 empty] | 0 |  | 0 |  | 0 |  | 0 |  | 0 |  | 0 |  | 0 |  | 0 |  |  | 0 | 0 | 0 |  |  | 0 | 0 | 0 | 0 | 0 | 0 | 0 | 0 | 0 | 0 | 0 | 0 | 0 | 0 | 0 | 0 | 0 | 0 | 0 | 0 | 0
0 | 0 |  |  |  | 0 | [11 empty] | 0 | 0 |  | 0 |  | 0 | [5 empty] | 0 |  | 0 |  | 0 |  | 0 |  | 0 |  | 0 |  | 0 |  | 0 |  |  | 0 | 0 | 0 |  |  | 0 | 0 | 0 | 0 | 0 | 0 | 0 | 0 | 0 | 0 | 0 | 0 | 0 | 0 | 0 | 0 | 0 | 0 | 0 | 0 | 0
0 | 0 |  |  |  | 0 | [11 empty] | 0 | 0 |  | 0 |  | 0 | [5 empty] | 0 |  | 0 |  | 0 |  | 0 |  | 0 |  | 0 |  | 0 |  | 0 |  |  | 0 | 0 | 0 |  |  | 0 | 0 | 0 | 0 | 0 | 0 | 0 | 0 | 0 | 0 | 0 | 0 | 0 | 0 | 0 | 0 | 0 | 0 | 0 | 0 | 0
0 | 0 |  |  |  | 0 | [11 empty] | 0 | 0 |  | 0 |  | 0 | [5 empty] | 0 |  | 0 |  | 0 |  | 0 |  | 0 |  | 0 |  | 0 |  | 0 |  |  | 0 | 0 | 0 |  |  | 0 | 0 | 0 | 0 | 0 | 0 | 0 | 0 | 0 | 0 | 0 | 0 | 0 | 0 | 0 | 0 | 0 | 0 | 0 | 0 | 0
0 | 0 |  |  |  | 0 | [11 empty] | 0 | 0 |  | 0 |  | 0 | [5 empty] | 0 |  | 0 |  | 0 |  | 0 |  | 0 |  | 0 |  | 0 |  | 0 |  |  | 0 | 0 | 0 |  |  | 0 | 0 | 0 | 0 | 0 | 0 | 0 | 0 | 0 | 0 | 0 | 0 | 0 | 0 | 0 | 0 | 0 | 0 | 0 | 0 | 0
0 | 0 |  |  |  | 0 | [11 empty] | 0 | 0 |  | 0 |  | 0 | [5 empty] | 0 |  | 0 |  | 0 |  | 0 |  | 0 |  | 0 |  | 0 |  | 0 |  |  | 0 | 0 | 0 |  |  | 0 | 0 | 0 | 0 | 0 | 0 | 0 | 0 | 0 | 0 | 0 | 0 | 0 | 0 | 0 | 0 | 0 | 0 | 0 | 0 | 0
0 | 0 |  |  |  | 0 | [11 empty] | 0 | 0 |  | 0 |  | 0 | [5 empty] | 0 |  | 0 |  | 0 |  | 0 |  | 0 |  | 0 |  | 0 |  | 0 |  |  | 0 | 0 | 0 |  |  | 0 | 0 | 0 | 0 | 0 | 0 | 0 | 0 | 0 | 0 | 0 | 0 | 0 | 0 | 0 | 0 | 0 | 0 | 0 | 0 | 0
0 | 0 |  |  |  | 0 | [11 empty] | 0 | 0 |  | 0 |  | 0 | [5 empty] | 0 |  | 0 |  | 0 |  | 0 |  | 0 |  | 0 |  | 0 |  | 0 |  |  | 0 | 0 | 0 |  |  | 0 | 0 | 0 | 0 | 0 | 0 | 0 | 0 | 0 | 0 | 0 | 0 | 0 | 0 | 0 | 0 | 0 | 0 | 0 | 0 | 0
0 | 0 |  |  |  | 0 | [11 empty] | 0 | 0 |  | 0 |  | 0 | [5 empty] | 0 |  | 0 |  | 0 |  | 0 |  | 0 |  | 0 |  | 0 |  | 0 |  |  | 0 | 0 | 0 |  |  | 0 | 0 | 0 | 0 | 0 | 0 | 0 | 0 | 0 | 0 | 0 | 0 | 0 | 0 | 0 | 0 | 0 | 0 | 0 | 0 | 0
0 | 0 |  |  |  | 0 | [11 empty] | 0 | 0 |  | 0 |  | 0 | [5 empty] | 0 |  | 0 |  | 0 |  | 0 |  | 0 |  | 0 |  | 0 |  | 0 |  |  | 0 | 0 | 0 |  |  | 0 | 0 | 0 | 0 | 0 | 0 | 0 | 0 | 0 | 0 | 0 | 0 | 0 | 0 | 0 | 0 | 0 | 0 | 0 | 0 | 0
0 | 0 |  |  |  | 0 | [11 empty] | 0 | 0 |  | 0 |  | 0 | [5 empty] | 0 |  | 0 |  | 0 |  | 0 |  | 0 |  | 0 |  | 0 |  | 0 |  |  | 0 | 0 | 0 |  |  | 0 | 0 | 0 | 0 | 0 | 0 | 0 | 0 | 0 | 0 | 0 | 0 | 0 | 0 | 0 | 0 | 0 | 0 | 0 | 0 | 0
0 | 0 |  |  |  | 0 | [11 empty] | 0 | 0 |  | 0 |  | 0 | [5 empty] | 0 |  | 0 |  | 0 |  | 0 |  | 0 |  | 0 |  | 0 |  | 0 |  |  | 0 | 0 | 0 |  |  | 0 | 0 | 0 | 0 | 0 | 0 | 0 | 0 | 0 | 0 | 0 | 0 | 0 | 0 | 0 | 0 | 0 | 0 | 0 | 0 | 0
0 | 0 |  |  |  | 0 | [11 empty] | 0 | 0 |  | 0 |  | 0 | [5 empty] | 0 |  | 0 |  | 0 |  | 0 |  | 0 |  | 0 |  | 0 |  | 0 |  |  | 0 | 0 | 0 |  |  | 0 | 0 | 0 | 0 | 0 | 0 | 0 | 0 | 0 | 0 | 0 | 0 | 0 | 0 | 0 | 0 | 0 | 0 | 0 | 0 | 0
0 | 0 |  |  |  | 0 | [11 empty] | 0 | 0 |  | 0 |  | 0 | [5 empty] | 0 |  | 0 |  | 0 |  | 0 |  | 0 |  | 0 |  | 0 |  | 0 |  |  | 0 | 0 | 0 |  |  | 0 | 0 | 0 | 0 | 0 | 0 | 0 | 0 | 0 | 0 | 0 | 0 | 0 | 0 | 0 | 0 | 0 | 0 | 0 | 0 | 0
0 | 0 |  |  |  | 0 | [11 empty] | 0 | 0 |  | 0 |  | 0 | [5 empty] | 0 |  | 0 |  | 0 |  | 0 |  | 0 |  | 0 |  | 0 |  | 0 |  |  | 0 | 0 | 0 |  |  | 0 | 0 | 0 | 0 | 0 | 0 | 0 | 0 | 0 | 0 | 0 | 0 | 0 | 0 | 0 | 0 | 0 | 0 | 0 | 0 | 0
0 | 0 |  |  |  | 0 | [11 empty] | 0 | 0 |  | 0 |  | 0 | [5 empty] | 0 |  | 0 |  | 0 |  | 0 |  | 0 |  | 0 |  | 0 |  | 0 |  |  | 0 | 0 | 0 |  |  | 0 | 0 | 0 | 0 | 0 | 0 | 0 | 0 | 0 | 0 | 0 | 0 | 0 | 0 | 0 | 0 | 0 | 0 | 0 | 0 | 0
0 | 0 |  |  |  | 0 | [11 empty] | 0 | 0 |  | 0 |  | 0 | [5 empty] | 0 |  | 0 |  | 0 |  | 0 |  | 0 |  | 0 |  | 0 |  | 0 |  |  | 0 | 0 | 0 |  |  | 0 | 0 | 0 | 0 | 0 | 0 | 0 | 0 | 0 | 0 | 0 | 0 | 0 | 0 | 0 | 0 | 0 | 0 | 0 | 0 | 0
0 | 0 |  |  |  | 0 | [11 empty] | 0 | 0 |  | 0 |  | 0 | [5 empty] | 0 |  | 0 |  | 0 |  | 0 |  | 0 |  | 0 |  | 0 |  | 0 |  |  | 0 | 0 | 0 |  |  | 0 | 0 | 0 | 0 | 0 | 0 | 0 | 0 | 0 | 0 | 0 | 0 | 0 | 0 | 0 | 0 | 0 | 0 | 0 | 0 | 0
0 | 0 |  |  |  | 0 | [11 empty] | 0 | 0 |  | 0 |  | 0 | [5 empty] | 0 |  | 0 |  | 0 |  | 0 |  | 0 |  | 0 |  | 0 |  | 0 |  |  | 0 | 0 | 0 |  |  | 0 | 0 | 0 | 0 | 0 | 0 | 0 | 0 | 0 | 0 | 0 | 0 | 0 | 0 | 0 | 0 | 0 | 0 | 0 | 0 | 0
0 | 0 |  |  |  | 0 | [11 empty] | 0 | 0 |  | 0 |  | 0 | [5 empty] | 0 |  | 0 |  | 0 |  | 0 |  | 0 |  | 0 |  | 0 |  | 0 |  |  | 0 | 0 | 0 |  |  | 0 | 0 | 0 | 0 | 0 | 0 | 0 | 0 | 0 | 0 | 0 | 0 | 0 | 0 | 0 | 0 | 0 | 0 | 0 | 0 | 0
0 | 0 |  |  |  | 0 | [11 empty] | 0 | 0 |  | 0 |  | 0 | [5 empty] | 0 |  | 0 |  | 0 |  | 0 |  | 0 |  | 0 |  | 0 |  | 0 |  |  | 0 | 0 | 0 |  |  | 0 | 0 | 0 | 0 | 0 | 0 | 0 | 0 | 0 | 0 | 0 | 0 | 0 | 0 | 0 | 0 | 0 | 0 | 0 | 0 | 0
0 | 0 |  |  |  | 0 | [11 empty] | 0 | 0 |  | 0 |  | 0 | [5 empty] | 0 |  | 0 |  | 0 |  | 0 |  | 0 |  | 0 |  | 0 |  | 0 |  |  | 0 | 0 | 0 |  |  | 0 | 0 | 0 | 0 | 0 | 0 | 0 | 0 | 0 | 0 | 0 | 0 | 0 | 0 | 0 | 0 | 0 | 0 | 0 | 0 | 0
0 | 0 |  |  |  | 0 | [11 empty] | 0 | 0 |  | 0 |  | 0 | [5 empty] | 0 |  | 0 |  | 0 |  | 0 |  | 0 |  | 0 |  | 0 |  | 0 |  |  | 0 | 0 | 0 |  |  | 0 | 0 | 0 | 0 | 0 | 0 | 0 | 0 | 0 | 0 | 0 | 0 | 0 | 0 | 0 | 0 | 0 | 0 | 0 | 0 | 0
0 | 0 |  |  |  | 0 | [11 empty] | 0 | 0 |  | 0 |  | 0 | [5 empty] | 0 |  | 0 |  | 0 |  | 0 |  | 0 |  | 0 |  | 0 |  | 0 |  |  | 0 | 0 | 0 |  |  | 0 | 0 | 0 | 0 | 0 | 0 | 0 | 0 | 0 | 0 | 0 | 0 | 0 | 0 | 0 | 0 | 0 | 0 | 0 | 0 | 0
0 | 0 |  |  |  | 0 | [11 empty] | 0 | 0 |  | 0 |  | 0 | [5 empty] | 0 |  | 0 |  | 0 |  | 0 |  | 0 |  | 0 |  | 0 |  | 0 |  |  | 0 | 0 | 0 |  |  | 0 | 0 | 0 | 0 | 0 | 0 | 0 | 0 | 0 | 0 | 0 | 0 | 0 | 0 | 0 | 0 | 0 | 0 | 0 | 0 | 0
0 | 0 |  |  |  | 0 | [11 empty] | 0 | 0 |  | 0 |  | 0 | [5 empty] | 0 |  | 0 |  | 0 |  | 0 |  | 0 |  | 0 |  | 0 |  | 0 |  |  | 0 | 0 | 0 |  |  | 0 | 0 | 0 | 0 | 0 | 0 | 0 | 0 | 0 | 0 | 0 | 0 | 0 | 0 | 0 | 0 | 0 | 0 | 0 | 0 | 0
0 | 0 |  |  |  | 0 | [11 empty] | 0 | 0 |  | 0 |  | 0 | [5 empty] | 0 |  | 0 |  | 0 |  | 0 |  | 0 |  | 0 |  | 0 |  | 0 |  |  | 0 | 0 | 0 |  |  | 0 | 0 | 0 | 0 | 0 | 0 | 0 | 0 | 0 | 0 | 0 | 0 | 0 | 0 | 0 | 0 | 0 | 0 | 0 | 0 | 0
0 | 0 |  |  |  | 0 | [11 empty] | 0 | 0 |  | 0 |  | 0 | [5 empty] | 0 |  | 0 |  | 0 |  | 0 |  | 0 |  | 0 |  | 0 |  | 0 |  |  | 0 | 0 | 0 |  |  | 0 | 0 | 0 | 0 | 0 | 0 | 0 | 0 | 0 | 0 | 0 | 0 | 0 | 0 | 0 | 0 | 0 | 0 | 0 | 0 | 0
0 | 0 |  |  |  | 0 | [11 empty] | 0 | 0 |  | 0 |  | 0 | [5 empty] | 0 |  | 0 |  | 0 |  | 0 |  | 0 |  | 0 |  | 0 |  | 0 |  |  | 0 | 0 | 0 |  |  | 0 | 0 | 0 | 0 | 0 | 0 | 0 | 0 | 0 | 0 | 0 | 0 | 0 | 0 | 0 | 0 | 0 | 0 | 0 | 0 | 0
0 | 0 |  |  |  | 0 | [11 empty] | 0 | 0 |  | 0 |  | 0 | [5 empty] | 0 |  | 0 |  | 0 |  | 0 |  | 0 |  | 0 |  | 0 |  | 0 |  |  | 0 | 0 | 0 |  |  | 0 | 0 | 0 | 0 | 0 | 0 | 0 | 0 | 0 | 0 | 0 | 0 | 0 | 0 | 0 | 0 | 0 | 0 | 0 | 0 | 0
0 | 0 |  |  |  | 0 | [11 empty] | 0 | 0 |  | 0 |  | 0 | [5 empty] | 0 |  | 0 |  | 0 |  | 0 |  | 0 |  | 0 |  | 0 |  | 0 |  |  | 0 | 0 | 0 |  |  | 0 | 0 | 0 | 0 | 0 | 0 | 0 | 0 | 0 | 0 | 0 | 0 | 0 | 0 | 0 | 0 | 0 | 0 | 0 | 0 | 0
0 | 0 |  |  |  | 0 | [11 empty] | 0 | 0 |  | 0 |  | 0 | [5 empty] | 0 |  | 0 |  | 0 |  | 0 |  | 0 |  | 0 |  | 0 |  | 0 |  |  | 0 | 0 | 0 |  |  | 0 | 0 | 0 | 0 | 0 | 0 | 0 | 0 | 0 | 0 | 0 | 0 | 0 | 0 | 0 | 0 | 0 | 0 | 0 | 0 | 0
0 | 0 |  |  |  | 0 | [11 empty] | 0 | 0 |  | 0 |  | 0 | [5 empty] | 0 |  | 0 |  | 0 |  | 0 |  | 0 |  | 0 |  | 0 |  | 0 |  |  | 0 | 0 | 0 |  |  | 0 | 0 | 0 | 0 | 0 | 0 | 0 | 0 | 0 | 0 | 0 | 0 | 0 | 0 | 0 | 0 | 0 | 0 | 0 | 0 | 0
0 | 0 |  |  |  | 0 | [11 empty] | 0 | 0 |  | 0 |  | 0 | [5 empty] | 0 |  | 0 |  | 0 |  | 0 |  | 0 |  | 0 |  | 0 |  | 0 |  |  | 0 | 0 | 0 |  |  | 0 | 0 | 0 | 0 | 0 | 0 | 0 | 0 | 0 | 0 | 0 | 0 | 0 | 0 | 0 | 0 | 0 | 0 | 0 | 0 | 0
0 | 0 |  |  |  | 0 | [11 empty] | 0 | 0 |  | 0 |  | 0 | [5 empty] | 0 |  | 0 |  | 0 |  | 0 |  | 0 |  | 0 |  | 0 |  | 0 |  |  | 0 | 0 | 0 |  |  | 0 | 0 | 0 | 0 | 0 | 0 | 0 | 0 | 0 | 0 | 0 | 0 | 0 | 0 | 0 | 0 | 0 | 0 | 0 | 0 | 0
0 | 0 |  |  |  | 0 | [11 empty] | 0 | 0 |  | 0 |  | 0 | [5 empty] | 0 |  | 0 |  | 0 |  | 0 |  | 0 |  | 0 |  | 0 |  | 0 |  |  | 0 | 0 | 0 |  |  | 0 | 0 | 0 | 0 | 0 | 0 | 0 | 0 | 0 | 0 | 0 | 0 | 0 | 0 | 0 | 0 | 0 | 0 | 0 | 0 | 0
0 | 0 |  |  |  | 0 | [11 empty] | 0 | 0 |  | 0 |  | 0 | [5 empty] | 0 |  | 0 |  | 0 |  | 0 |  | 0 |  | 0 |  | 0 |  | 0 |  |  | 0 | 0 | 0 |  |  | 0 | 0 | 0 | 0 | 0 | 0 | 0 | 0 | 0 | 0 | 0 | 0 | 0 | 0 | 0 | 0 | 0 | 0 | 0 | 0 | 0
0 | 0 |  |  |  | 0 | [11 empty] | 0 | 0 |  | 0 |  | 0 | [5 empty] | 0 |  | 0 |  | 0 |  | 0 |  | 0 |  | 0 |  | 0 |  | 0 |  |  | 0 | 0 | 0 |  |  | 0 | 0 | 0 | 0 | 0 | 0 | 0 | 0 | 0 | 0 | 0 | 0 | 0 | 0 | 0 | 0 | 0 | 0 | 0 | 0 | 0
0 | 0 |  |  |  | 0 | [11 empty] | 0 | 0 |  | 0 |  | 0 | [5 empty] | 0 |  | 0 |  | 0 |  | 0 |  | 0 |  | 0 |  | 0 |  | 0 |  |  | 0 | 0 | 0 |  |  | 0 | 0 | 0 | 0 | 0 | 0 | 0 | 0 | 0 | 0 | 0 | 0 | 0 | 0 | 0 | 0 | 0 | 0 | 0 | 0 | 0
0 | 0 |  |  |  | 0 | [11 empty] | 0 | 0 |  | 0 |  | 0 | [5 empty] | 0 |  | 0 |  | 0 |  | 0 |  | 0 |  | 0 |  | 0 |  | 0 |  |  | 0 | 0 | 0 |  |  | 0 | 0 | 0 | 0 | 0 | 0 | 0 | 0 | 0 | 0 | 0 | 0 | 0 | 0 | 0 | 0 | 0 | 0 | 0 | 0 | 0
0 | 0 |  |  |  | 0 | [11 empty] | 0 | 0 |  | 0 |  | 0 | [5 empty] | 0 |  | 0 |  | 0 |  | 0 |  | 0 |  | 0 |  | 0 |  | 0 |  |  | 0 | 0 | 0 |  |  | 0 | 0 | 0 | 0 | 0 | 0 | 0 | 0 | 0 | 0 | 0 | 0 | 0 | 0 | 0 | 0 | 0 | 0 | 0 | 0 | 0
0 | 0 |  |  |  | 0 | [11 empty] | 0 | 0 |  | 0 |  | 0 | [5 empty] | 0 |  | 0 |  | 0 |  | 0 |  | 0 |  | 0 |  | 0 |  | 0 |  |  | 0 | 0 | 0 |  |  | 0 | 0 | 0 | 0 | 0 | 0 | 0 | 0 | 0 | 0 | 0 | 0 | 0 | 0 | 0 | 0 | 0 | 0 | 0 | 0 | 0
0 | 0 |  |  |  | 0 | [11 empty] | 0 | 0 |  | 0 |  | 0 | [5 empty] | 0 |  | 0 |  | 0 |  | 0 |  | 0 |  | 0 |  | 0 |  | 0 |  |  | 0 | 0 | 0 |  |  | 0 | 0 | 0 | 0 | 0 | 0 | 0 | 0 | 0 | 0 | 0 | 0 | 0 | 0 | 0 | 0 | 0 | 0 | 0 | 0 | 0
0 | 0 |  |  |  | 0 | [11 empty] | 0 | 0 |  | 0 |  | 0 | [5 empty] | 0 |  | 0 |  | 0 |  | 0 |  | 0 |  | 0 |  | 0 |  | 0 |  |  | 0 | 0 | 0 |  |  | 0 | 0 | 0 | 0 | 0 | 0 | 0 | 0 | 0 | 0 | 0 | 0 | 0 | 0 | 0 | 0 | 0 | 0 | 0 | 0 | 0
0 | 0 |  |  |  | 0 | [11 empty] | 0 | 0 |  | 0 |  | 0 | [5 empty] | 0 |  | 0 |  | 0 |  | 0 |  | 0 |  | 0 |  | 0 |  | 0 |  |  | 0 | 0 | 0 |  |  | 0 | 0 | 0 | 0 | 0 | 0 | 0 | 0 | 0 | 0 | 0 | 0 | 0 | 0 | 0 | 0 | 0 | 0 | 0 | 0 | 0
0 | 0 |  |  |  | 0 | [11 empty] | 0 | 0 |  | 0 |  | 0 | [5 empty] | 0 |  | 0 |  | 0 |  | 0 |  | 0 |  | 0 |  | 0 |  | 0 |  |  | 0 | 0 | 0 |  |  | 0 | 0 | 0 | 0 | 0 | 0 | 0 | 0 | 0 | 0 | 0 | 0 | 0 | 0 | 0 | 0 | 0 | 0 | 0 | 0 | 0
0 | 0 |  |  |  | 0 | [11 empty] | 0 | 0 |  | 0 |  | 0 | [5 empty] | 0 |  | 0 |  | 0 |  | 0 |  | 0 |  | 0 |  | 0 |  | 0 |  |  | 0 | 0 | 0 |  |  | 0 | 0 | 0 | 0 | 0 | 0 | 0 | 0 | 0 | 0 | 0 | 0 | 0 | 0 | 0 | 0 | 0 | 0 | 0 | 0 | 0
0 | 0 |  |  |  | 0 | [11 empty] | 0 | 0 |  | 0 |  | 0 | [5 empty] | 0 |  | 0 |  | 0 |  | 0 |  | 0 |  | 0 |  | 0 |  | 0 |  |  | 0 | 0 | 0 |  |  | 0 | 0 | 0 | 0 | 0 | 0 | 0 | 0 | 0 | 0 | 0 | 0 | 0 | 0 | 0 | 0 | 0 | 0 | 0 | 0 | 0
0 | 0 |  |  |  | 0 | [11 empty] | 0 | 0 |  | 0 |  | 0 | [5 empty] | 0 |  | 0 |  | 0 |  | 0 |  | 0 |  | 0 |  | 0 |  | 0 |  |  | 0 | 0 | 0 |  |  | 0 | 0 | 0 | 0 | 0 | 0 | 0 | 0 | 0 | 0 | 0 | 0 | 0 | 0 | 0 | 0 | 0 | 0 | 0 | 0 | 0
0 | 0 |  |  |  | 0 | [11 empty] | 0 | 0 |  | 0 |  | 0 | [5 empty] | 0 |  | 0 |  | 0 |  | 0 |  | 0 |  | 0 |  | 0 |  | 0 |  |  | 0 | 0 | 0 |  |  | 0 | 0 | 0 | 0 | 0 | 0 | 0 | 0 | 0 | 0 | 0 | 0 | 0 | 0 | 0 | 0 | 0 | 0 | 0 | 0 | 0
0 | 0 |  |  |  | 0 | [11 empty] | 0 | 0 |  | 0 |  | 0 | [5 empty] | 0 |  | 0 |  | 0 |  | 0 |  | 0 |  | 0 |  | 0 |  | 0 |  |  | 0 | 0 | 0 |  |  | 0 | 0 | 0 | 0 | 0 | 0 | 0 | 0 | 0 | 0 | 0 | 0 | 0 | 0 | 0 | 0 | 0 | 0 | 0 | 0 | 0
0 | 0 |  |  |  | 0 | [11 empty] | 0 | 0 |  | 0 |  | 0 | [5 empty] | 0 |  | 0 |  | 0 |  | 0 |  | 0 |  | 0 |  | 0 |  | 0 |  |  | 0 | 0 | 0 |  |  | 0 | 0 | 0 | 0 | 0 | 0 | 0 | 0 | 0 | 0 | 0 | 0 | 0 | 0 | 0 | 0 | 0 | 0 | 0 | 0 | 0
0 | 0 |  |  |  | 0 | [11 empty] | 0 | 0 |  | 0 |  | 0 | [5 empty] | 0 |  | 0 |  | 0 |  | 0 |  | 0 |  | 0 |  | 0 |  | 0 |  |  | 0 | 0 | 0 |  |  | 0 | 0 | 0 | 0 | 0 | 0 | 0 | 0 | 0 | 0 | 0 | 0 | 0 | 0 | 0 | 0 | 0 | 0 | 0 | 0 | 0
0 | 0 |  |  |  | 0 | [11 empty] | 0 | 0 |  | 0 |  | 0 | [5 empty] | 0 |  | 0 |  | 0 |  | 0 |  | 0 |  | 0 |  | 0 |  | 0 |  |  | 0 | 0 | 0 |  |  | 0 | 0 | 0 | 0 | 0 | 0 | 0 | 0 | 0 | 0 | 0 | 0 | 0 | 0 | 0 | 0 | 0 | 0 | 0 | 0 | 0
0 | 0 |  |  |  | 0 | [11 empty] | 0 | 0 |  | 0 |  | 0 | [5 empty] | 0 |  | 0 |  | 0 |  | 0 |  | 0 |  | 0 |  | 0 |  | 0 |  |  | 0 | 0 | 0 |  |  | 0 | 0 | 0 | 0 | 0 | 0 | 0 | 0 | 0 | 0 | 0 | 0 | 0 | 0 | 0 | 0 | 0 | 0 | 0 | 0 | 0
0 | 0 |  |  |  | 0 | [11 empty] | 0 | 0 |  | 0 |  | 0 | [5 empty] | 0 |  | 0 |  | 0 |  | 0 |  | 0 |  | 0 |  | 0 |  | 0 |  |  | 0 | 0 | 0 |  |  | 0 | 0 | 0 | 0 | 0 | 0 | 0 | 0 | 0 | 0 | 0 | 0 | 0 | 0 | 0 | 0 | 0 | 0 | 0 | 0 | 0
0 | 0 |  |  |  | 0 | [11 empty] | 0 | 0 |  | 0 |  | 0 | [5 empty] | 0 |  | 0 |  | 0 |  | 0 |  | 0 |  | 0 |  | 0 |  | 0 |  |  | 0 | 0 | 0 |  |  | 0 | 0 | 0 | 0 | 0 | 0 | 0 | 0 | 0 | 0 | 0 | 0 | 0 | 0 | 0 | 0 | 0 | 0 | 0 | 0 | 0
0 | 0 |  |  |  | 0 | [11 empty] | 0 | 0 |  | 0 |  | 0 | [5 empty] | 0 |  | 0 |  | 0 |  | 0 |  | 0 |  | 0 |  | 0 |  | 0 |  |  | 0 | 0 | 0 |  |  | 0 | 0 | 0 | 0 | 0 | 0 | 0 | 0 | 0 | 0 | 0 | 0 | 0 | 0 | 0 | 0 | 0 | 0 | 0 | 0 | 0
0 | 0 |  |  |  | 0 | [11 empty] | 0 | 0 |  | 0 |  | 0 | [5 empty] | 0 |  | 0 |  | 0 |  | 0 |  | 0 |  | 0 |  | 0 |  | 0 |  |  | 0 | 0 | 0 |  |  | 0 | 0 | 0 | 0 | 0 | 0 | 0 | 0 | 0 | 0 | 0 | 0 | 0 | 0 | 0 | 0 | 0 | 0 | 0 | 0 | 0
0 | 0 |  |  |  | 0 | [11 empty] | 0 | 0 |  | 0 |  | 0 | [5 empty] | 0 |  | 0 |  | 0 |  | 0 |  | 0 |  | 0 |  | 0 |  | 0 |  |  | 0 | 0 | 0 |  |  | 0 | 0 | 0 | 0 | 0 | 0 | 0 | 0 | 0 | 0 | 0 | 0 | 0 | 0 | 0 | 0 | 0 | 0 | 0 | 0 | 0
0 | 0 |  |  |  | 0 | [11 empty] | 0 | 0 |  | 0 |  | 0 | [5 empty] | 0 |  | 0 |  | 0 |  | 0 |  | 0 |  | 0 |  | 0 |  | 0 |  |  | 0 | 0 | 0 |  |  | 0 | 0 | 0 | 0 | 0 | 0 | 0 | 0 | 0 | 0 | 0 | 0 | 0 | 0 | 0 | 0 | 0 | 0 | 0 | 0 | 0
0 | 0 |  |  |  | 0 | [11 empty] | 0 | 0 |  | 0 |  | 0 | [5 empty] | 0 |  | 0 |  | 0 |  | 0 |  | 0 |  | 0 |  | 0 |  | 0 |  |  | 0 | 0 | 0 |  |  | 0 | 0 | 0 | 0 | 0 | 0 | 0 | 0 | 0 | 0 | 0 | 0 | 0 | 0 | 0 | 0 | 0 | 0 | 0 | 0 | 0
0 | 0 |  |  |  | 0 | [11 empty] | 0 | 0 |  | 0 |  | 0 | [5 empty] | 0 |  | 0 |  | 0 |  | 0 |  | 0 |  | 0 |  | 0 |  | 0 |  |  | 0 | 0 | 0 |  |  | 0 | 0 | 0 | 0 | 0 | 0 | 0 | 0 | 0 | 0 | 0 | 0 | 0 | 0 | 0 | 0 | 0 | 0 | 0 | 0 | 0
0 | 0 |  |  |  | 0 | [11 empty] | 0 | 0 |  | 0 |  | 0 | [5 empty] | 0 |  | 0 |  | 0 |  | 0 |  | 0 |  | 0 |  | 0 |  | 0 |  |  | 0 | 0 | 0 |  |  | 0 | 0 | 0 | 0 | 0 | 0 | 0 | 0 | 0 | 0 | 0 | 0 | 0 | 0 | 0 | 0 | 0 | 0 | 0 | 0 | 0
0 | 0 |  |  |  | 0 | [11 empty] | 0 | 0 |  | 0 |  | 0 | [5 empty] | 0 |  | 0 |  | 0 |  | 0 |  | 0 |  | 0 |  | 0 |  | 0 |  |  | 0 | 0 | 0 |  |  | 0 | 0 | 0 | 0 | 0 | 0 | 0 | 0 | 0 | 0 | 0 | 0 | 0 | 0 | 0 | 0 | 0 | 0 | 0 | 0 | 0
0 | 0 |  |  |  | 0 | [11 empty] | 0 | 0 |  | 0 |  | 0 | [5 empty] | 0 |  | 0 |  | 0 |  | 0 |  | 0 |  | 0 |  | 0 |  | 0 |  |  | 0 | 0 | 0 |  |  | 0 | 0 | 0 | 0 | 0 | 0 | 0 | 0 | 0 | 0 | 0 | 0 | 0 | 0 | 0 | 0 | 0 | 0 | 0 | 0 | 0
0 | 0 |  |  |  | 0 | [11 empty] | 0 | 0 |  | 0 |  | 0 | [5 empty] | 0 |  | 0 |  | 0 |  | 0 |  | 0 |  | 0 |  | 0 |  | 0 |  |  | 0 | 0 | 0 |  |  | 0 | 0 | 0 | 0 | 0 | 0 | 0 | 0 | 0 | 0 | 0 | 0 | 0 | 0 | 0 | 0 | 0 | 0 | 0 | 0 | 0
0 | 0 |  |  |  | 0 | [11 empty] | 0 | 0 |  | 0 |  | 0 | [5 empty] | 0 |  | 0 |  | 0 |  | 0 |  | 0 |  | 0 |  | 0 |  | 0 |  |  | 0 | 0 | 0 |  |  | 0 | 0 | 0 | 0 | 0 | 0 | 0 | 0 | 0 | 0 | 0 | 0 | 0 | 0 | 0 | 0 | 0 | 0 | 0 | 0 | 0
0 | 0 |  |  |  | 0 | [11 empty] | 0 | 0 |  | 0 |  | 0 | [5 empty] | 0 |  | 0 |  | 0 |  | 0 |  | 0 |  | 0 |  | 0 |  | 0 |  |  | 0 | 0 | 0 |  |  | 0 | 0 | 0 | 0 | 0 | 0 | 0 | 0 | 0 | 0 | 0 | 0 | 0 | 0 | 0 | 0 | 0 | 0 | 0 | 0 | 0
0 | 0 |  |  |  | 0 | [11 empty] | 0 | 0 |  | 0 |  | 0 | [5 empty] | 0 |  | 0 |  | 0 |  | 0 |  | 0 |  | 0 |  | 0 |  | 0 |  |  | 0 | 0 | 0 |  |  | 0 | 0 | 0 | 0 | 0 | 0 | 0 | 0 | 0 | 0 | 0 | 0 | 0 | 0 | 0 | 0 | 0 | 0 | 0 | 0 | 0
0 | 0 |  |  |  | 0 | [11 empty] | 0 | 0 |  | 0 |  | 0 | [5 empty] | 0 |  | 0 |  | 0 |  | 0 |  | 0 |  | 0 |  | 0 |  | 0 |  |  | 0 | 0 | 0 |  |  | 0 | 0 | 0 | 0 | 0 | 0 | 0 | 0 | 0 | 0 | 0 | 0 | 0 | 0 | 0 | 0 | 0 | 0 | 0 | 0 | 0
0 | 0 |  |  |  | 0 | [11 empty] | 0 | 0 |  | 0 |  | 0 | [5 empty] | 0 |  | 0 |  | 0 |  | 0 |  | 0 |  | 0 |  | 0 |  | 0 |  |  | 0 | 0 | 0 |  |  | 0 | 0 | 0 | 0 | 0 | 0 | 0 | 0 | 0 | 0 | 0 | 0 | 0 | 0 | 0 | 0 | 0 | 0 | 0 | 0 | 0
0 | 0 |  |  |  | 0 | [11 empty] | 0 | 0 |  | 0 |  | 0 | [5 empty] | 0 |  | 0 |  | 0 |  | 0 |  | 0 |  | 0 |  | 0 |  | 0 |  |  | 0 | 0 | 0 |  |  | 0 | 0 | 0 | 0 | 0 | 0 | 0 | 0 | 0 | 0 | 0 | 0 | 0 | 0 | 0 | 0 | 0 | 0 | 0 | 0 | 0
0 | 0 |  |  |  | 0 | [11 empty] | 0 | 0 |  | 0 |  | 0 | [5 empty] | 0 |  | 0 |  | 0 |  | 0 |  | 0 |  | 0 |  | 0 |  | 0 |  |  | 0 | 0 | 0 |  |  | 0 | 0 | 0 | 0 | 0 | 0 | 0 | 0 | 0 | 0 | 0 | 0 | 0 | 0 | 0 | 0 | 0 | 0 | 0 | 0 | 0
0 | 0 |  |  |  | 0 | [11 empty] | 0 | 0 |  | 0 |  | 0 | [5 empty] | 0 |  | 0 |  | 0 |  | 0 |  | 0 |  | 0 |  | 0 |  | 0 |  |  | 0 | 0 | 0 |  |  | 0 | 0 | 0 | 0 | 0 | 0 | 0 | 0 | 0 | 0 | 0 | 0 | 0 | 0 | 0 | 0 | 0 | 0 | 0 | 0 | 0
0 | 0 |  |  |  | 0 | [11 empty] | 0 | 0 |  | 0 |  | 0 | [5 empty] | 0 |  | 0 |  | 0 |  | 0 |  | 0 |  | 0 |  | 0 |  | 0 |  |  | 0 | 0 | 0 |  |  | 0 | 0 | 0 | 0 | 0 | 0 | 0 | 0 | 0 | 0 | 0 | 0 | 0 | 0 | 0 | 0 | 0 | 0 | 0 | 0 | 0
0 | 0 |  |  |  | 0 | [11 empty] | 0 | 0 |  | 0 |  | 0 | [5 empty] | 0 |  | 0 |  | 0 |  | 0 |  | 0 |  | 0 |  | 0 |  | 0 |  |  | 0 | 0 | 0 |  |  | 0 | 0 | 0 | 0 | 0 | 0 | 0 | 0 | 0 | 0 | 0 | 0 | 0 | 0 | 0 | 0 | 0 | 0 | 0 | 0 | 0
0 | 0 |  |  |  | 0 | [11 empty] | 0 | 0 |  | 0 |  | 0 | [5 empty] | 0 |  | 0 |  | 0 |  | 0 |  | 0 |  | 0 |  | 0 |  | 0 |  |  | 0 | 0 | 0 |  |  | 0 | 0 | 0 | 0 | 0 | 0 | 0 | 0 | 0 | 0 | 0 | 0 | 0 | 0 | 0 | 0 | 0 | 0 | 0 | 0 | 0
0 | 0 |  |  |  | 0 | [11 empty] | 0 | 0 |  | 0 |  | 0 | [5 empty] | 0 |  | 0 |  | 0 |  | 0 |  | 0 |  | 0 |  | 0 |  | 0 |  |  | 0 | 0 | 0 |  |  | 0 | 0 | 0 | 0 | 0 | 0 | 0 | 0 | 0 | 0 | 0 | 0 | 0 | 0 | 0 | 0 | 0 | 0 | 0 | 0 | 0
0 | 0 |  |  |  | 0 | [11 empty] | 0 | 0 |  | 0 |  | 0 | [5 empty] | 0 |  | 0 |  | 0 |  | 0 |  | 0 |  | 0 |  | 0 |  | 0 |  |  | 0 | 0 | 0 |  |  | 0 | 0 | 0 | 0 | 0 | 0 | 0 | 0 | 0 | 0 | 0 | 0 | 0 | 0 | 0 | 0 | 0 | 0 | 0 | 0 | 0
0 | 0 |  |  |  | 0 | [11 empty] | 0 | 0 |  | 0 |  | 0 | [5 empty] | 0 |  | 0 |  | 0 |  | 0 |  | 0 |  | 0 |  | 0 |  | 0 |  |  | 0 | 0 | 0 |  |  | 0 | 0 | 0 | 0 | 0 | 0 | 0 | 0 | 0 | 0 | 0 | 0 | 0 | 0 | 0 | 0 | 0 | 0 | 0 | 0 | 0
0 | 0 |  |  |  | 0 | [11 empty] | 0 | 0 |  | 0 |  | 0 | [5 empty] | 0 |  | 0 |  | 0 |  | 0 |  | 0 |  | 0 |  | 0 |  | 0 |  |  | 0 | 0 | 0 |  |  | 0 | 0 | 0 | 0 | 0 | 0 | 0 | 0 | 0 | 0 | 0 | 0 | 0 | 0 | 0 | 0 | 0 | 0 | 0 | 0 | 0
0 | 0 |  |  |  | 0 | [11 empty] | 0 | 0 |  | 0 |  | 0 | [5 empty] | 0 |  | 0 |  | 0 |  | 0 |  | 0 |  | 0 |  | 0 |  | 0 |  |  | 0 | 0 | 0 |  |  | 0 | 0 | 0 | 0 | 0 | 0 | 0 | 0 | 0 | 0 | 0 | 0 | 0 | 0 | 0 | 0 | 0 | 0 | 0 | 0 | 0
0 | 0 |  |  |  | 0 | [11 empty] | 0 | 0 |  | 0 |  | 0 | [5 empty] | 0 |  | 0 |  | 0 |  | 0 |  | 0 |  | 0 |  | 0 |  | 0 |  |  | 0 | 0 | 0 |  |  | 0 | 0 | 0 | 0 | 0 | 0 | 0 | 0 | 0 | 0 | 0 | 0 | 0 | 0 | 0 | 0 | 0 | 0 | 0 | 0 | 0
0 | 0 |  |  |  | 0 | [11 empty] | 0 | 0 |  | 0 |  | 0 | [5 empty] | 0 |  | 0 |  | 0 |  | 0 |  | 0 |  | 0 |  | 0 |  | 0 |  |  | 0 | 0 | 0 |  |  | 0 | 0 | 0 | 0 | 0 | 0 | 0 | 0 | 0 | 0 | 0 | 0 | 0 | 0 | 0 | 0 | 0 | 0 | 0 | 0 | 0
0 | 0 |  |  |  | 0 | [11 empty] | 0 | 0 |  | 0 |  | 0 | [5 empty] | 0 |  | 0 |  | 0 |  | 0 |  | 0 |  | 0 |  | 0 |  | 0 |  |  | 0 | 0 | 0 |  |  | 0 | 0 | 0 | 0 | 0 | 0 | 0 | 0 | 0 | 0 | 0 | 0 | 0 | 0 | 0 | 0 | 0 | 0 | 0 | 0 | 0
0 | 0 |  |  |  | 0 | [11 empty] | 0 | 0 |  | 0 |  | 0 | [5 empty] | 0 |  | 0 |  | 0 |  | 0 |  | 0 |  | 0 |  | 0 |  | 0 |  |  | 0 | 0 | 0 |  |  | 0 | 0 | 0 | 0 | 0 | 0 | 0 | 0 | 0 | 0 | 0 | 0 | 0 | 0 | 0 | 0 | 0 | 0 | 0 | 0 | 0
0 | 0 |  |  |  | 0 | [11 empty] | 0 | 0 |  | 0 |  | 0 | [5 empty] | 0 |  | 0 |  | 0 |  | 0 |  | 0 |  | 0 |  | 0 |  | 0 |  |  | 0 | 0 | 0 |  |  | 0 | 0 | 0 | 0 | 0 | 0 | 0 | 0 | 0 | 0 | 0 | 0 | 0 | 0 | 0 | 0 | 0 | 0 | 0 | 0 | 0
0 | 0 |  |  |  | 0 | [11 empty] | 0 | 0 |  | 0 |  | 0 | [5 empty] | 0 |  | 0 |  | 0 |  | 0 |  | 0 |  | 0 |  | 0 |  | 0 |  |  | 0 | 0 | 0 |  |  | 0 | 0 | 0 | 0 | 0 | 0 | 0 | 0 | 0 | 0 | 0 | 0 | 0 | 0 | 0 | 0 | 0 | 0 | 0 | 0 | 0
0 | 0 |  |  |  | 0 | [11 empty] | 0 | 0 |  | 0 |  | 0 | [5 empty] | 0 |  | 0 |  | 0 |  | 0 |  | 0 |  | 0 |  | 0 |  | 0 |  |  | 0 | 0 | 0 |  |  | 0 | 0 | 0 | 0 | 0 | 0 | 0 | 0 | 0 | 0 | 0 | 0 | 0 | 0 | 0 | 0 | 0 | 0 | 0 | 0 | 0
0 | 0 |  |  |  | 0 | [11 empty] | 0 | 0 |  | 0 |  | 0 | [5 empty] | 0 |  | 0 |  | 0 |  | 0 |  | 0 |  | 0 |  | 0 |  | 0 |  |  | 0 | 0 | 0 |  |  | 0 | 0 | 0 | 0 | 0 | 0 | 0 | 0 | 0 | 0 | 0 | 0 | 0 | 0 | 0 | 0 | 0 | 0 | 0 | 0 | 0
0 | 0 |  |  |  | 0 | [11 empty] | 0 | 0 |  | 0 |  | 0 | [5 empty] | 0 |  | 0 |  | 0 |  | 0 |  | 0 |  | 0 |  | 0 |  | 0 |  |  | 0 | 0 | 0 |  |  | 0 | 0 | 0 | 0 | 0 | 0 | 0 | 0 | 0 | 0 | 0 | 0 | 0 | 0 | 0 | 0 | 0 | 0 | 0 | 0 | 0
0 | 0 |  |  |  | 0 | [11 empty] | 0 | 0 |  | 0 |  | 0 | [5 empty] | 0 |  | 0 |  | 0 |  | 0 |  | 0 |  | 0 |  | 0 |  | 0 |  |  | 0 | 0 | 0 |  |  | 0 | 0 | 0 | 0 | 0 | 0 | 0 | 0 | 0 | 0 | 0 | 0 | 0 | 0 | 0 | 0 | 0 | 0 | 0 | 0 | 0
0 | 0 |  |  |  | 0 | [11 empty] | 0 | 0 |  | 0 |  | 0 | [5 empty] | 0 |  | 0 |  | 0 |  | 0 |  | 0 |  | 0 |  | 0 |  | 0 |  |  | 0 | 0 | 0 |  |  | 0 | 0 | 0 | 0 | 0 | 0 | 0 | 0 | 0 | 0 | 0 | 0 | 0 | 0 | 0 | 0 | 0 | 0 | 0 | 0 | 0
0 | 0 |  |  |  | 0 | [11 empty] | 0 | 0 |  | 0 |  | 0 | [5 empty] | 0 |  | 0 |  | 0 |  | 0 |  | 0 |  | 0 |  | 0 |  | 0 |  |  | 0 | 0 | 0 |  |  | 0 | 0 | 0 | 0 | 0 | 0 | 0 | 0 | 0 | 0 | 0 | 0 | 0 | 0 | 0 | 0 | 0 | 0 | 0 | 0 | 0
0 | 0 |  |  |  | 0 | [11 empty] | 0 | 0 |  | 0 |  | 0 | [5 empty] | 0 |  | 0 |  | 0 |  | 0 |  | 0 |  | 0 |  | 0 |  | 0 |  |  | 0 | 0 | 0 |  |  | 0 | 0 | 0 | 0 | 0 | 0 | 0 | 0 | 0 | 0 | 0 | 0 | 0 | 0 | 0 | 0 | 0 | 0 | 0 | 0 | 0
0 | 0 |  |  |  | 0 | [11 empty] | 0 | 0 |  | 0 |  | 0 | [5 empty] | 0 |  | 0 |  | 0 |  | 0 |  | 0 |  | 0 |  | 0 |  | 0 |  |  | 0 | 0 | 0 |  |  | 0 | 0 | 0 | 0 | 0 | 0 | 0 | 0 | 0 | 0 | 0 | 0 | 0 | 0 | 0 | 0 | 0 | 0 | 0 | 0 | 0
0 | 0 |  |  |  | 0 | [11 empty] | 0 | 0 |  | 0 |  | 0 | [5 empty] | 0 |  | 0 |  | 0 |  | 0 |  | 0 |  | 0 |  | 0 |  | 0 |  |  | 0 | 0 | 0 |  |  | 0 | 0 | 0 | 0 | 0 | 0 | 0 | 0 | 0 | 0 | 0 | 0 | 0 | 0 | 0 | 0 | 0 | 0 | 0 | 0 | 0
0 | 0 |  |  |  | 0 | [11 empty] | 0 | 0 |  | 0 |  | 0 | [5 empty] | 0 |  | 0 |  | 0 |  | 0 |  | 0 |  | 0 |  | 0 |  | 0 |  |  | 0 | 0 | 0 |  |  | 0 | 0 | 0 | 0 | 0 | 0 | 0 | 0 | 0 | 0 | 0 | 0 | 0 | 0 | 0 | 0 | 0 | 0 | 0 | 0 | 0
0 | 0 |  |  |  | 0 | [11 empty] | 0 | 0 |  | 0 |  | 0 | [5 empty] | 0 |  | 0 |  | 0 |  | 0 |  | 0 |  | 0 |  | 0 |  | 0 |  |  | 0 | 0 | 0 |  |  | 0 | 0 | 0 | 0 | 0 | 0 | 0 | 0 | 0 | 0 | 0 | 0 | 0 | 0 | 0 | 0 | 0 | 0 | 0 | 0 | 0
0 | 0 |  |  |  | 0 | [11 empty] | 0 | 0 |  | 0 |  | 0 | [5 empty] | 0 |  | 0 |  | 0 |  | 0 |  | 0 |  | 0 |  | 0 |  | 0 |  |  | 0 | 0 | 0 |  |  | 0 | 0 | 0 | 0 | 0 | 0 | 0 | 0 | 0 | 0 | 0 | 0 | 0 | 0 | 0 | 0 | 0 | 0 | 0 | 0 | 0
0 | 0 |  |  |  | 0 | [11 empty] | 0 | 0 |  | 0 |  | 0 | [5 empty] | 0 |  | 0 |  | 0 |  | 0 |  | 0 |  | 0 |  | 0 |  | 0 |  |  | 0 | 0 | 0 |  |  | 0 | 0 | 0 | 0 | 0 | 0 | 0 | 0 | 0 | 0 | 0 | 0 | 0 | 0 | 0 | 0 | 0 | 0 | 0 | 0 | 0
0 | 0 |  |  |  | 0 | [11 empty] | 0 | 0 |  | 0 |  | 0 | [5 empty] | 0 |  | 0 |  | 0 |  | 0 |  | 0 |  | 0 |  | 0 |  | 0 |  |  | 0 | 0 | 0 |  |  | 0 | 0 | 0 | 0 | 0 | 0 | 0 | 0 | 0 | 0 | 0 | 0 | 0 | 0 | 0 | 0 | 0 | 0 | 0 | 0 | 0
0 | 0 |  |  |  | 0 | [11 empty] | 0 | 0 |  | 0 |  | 0 | [5 empty] | 0 |  | 0 |  | 0 |  | 0 |  | 0 |  | 0 |  | 0 |  | 0 |  |  | 0 | 0 | 0 |  |  | 0 | 0 | 0 | 0 | 0 | 0 | 0 | 0 | 0 | 0 | 0 | 0 | 0 | 0 | 0 | 0 | 0 | 0 | 0 | 0 | 0
0 | 0 |  |  |  | 0 | [11 empty] | 0 | 0 |  | 0 |  | 0 | [5 empty] | 0 |  | 0 |  | 0 |  | 0 |  | 0 |  | 0 |  | 0 |  | 0 |  |  | 0 | 0 | 0 |  |  | 0 | 0 | 0 | 0 | 0 | 0 | 0 | 0 | 0 | 0 | 0 | 0 | 0 | 0 | 0 | 0 | 0 | 0 | 0 | 0 | 0
0 | 0 |  |  |  | 0 | [11 empty] | 0 | 0 |  | 0 |  | 0 | [5 empty] | 0 |  | 0 |  | 0 |  | 0 |  | 0 |  | 0 |  | 0 |  | 0 |  |  | 0 | 0 | 0 |  |  | 0 | 0 | 0 | 0 | 0 | 0 | 0 | 0 | 0 | 0 | 0 | 0 | 0 | 0 | 0 | 0 | 0 | 0 | 0 | 0 | 0
0 | 0 |  |  |  | 0 | [11 empty] | 0 | 0 |  | 0 |  | 0 | [5 empty] | 0 |  | 0 |  | 0 |  | 0 |  | 0 |  | 0 |  | 0 |  | 0 |  |  | 0 | 0 | 0 |  |  | 0 | 0 | 0 | 0 | 0 | 0 | 0 | 0 | 0 | 0 | 0 | 0 | 0 | 0 | 0 | 0 | 0 | 0 | 0 | 0 | 0
0 | 0 |  |  |  | 0 | [11 empty] | 0 | 0 |  | 0 |  | 0 | [5 empty] | 0 |  | 0 |  | 0 |  | 0 |  | 0 |  | 0 |  | 0 |  | 0 |  |  | 0 | 0 | 0 |  |  | 0 | 0 | 0 | 0 | 0 | 0 | 0 | 0 | 0 | 0 | 0 | 0 | 0 | 0 | 0 | 0 | 0 | 0 | 0 | 0 | 0
0 | 0 |  |  |  | 0 | [11 empty] | 0 | 0 |  | 0 |  | 0 | [5 empty] | 0 |  | 0 |  | 0 |  | 0 |  | 0 |  | 0 |  | 0 |  | 0 |  |  | 0 | 0 | 0 |  |  | 0 | 0 | 0 | 0 | 0 | 0 | 0 | 0 | 0 | 0 | 0 | 0 | 0 | 0 | 0 | 0 | 0 | 0 | 0 | 0 | 0
0 | 0 |  |  |  | 0 | [11 empty] | 0 | 0 |  | 0 |  | 0 | [5 empty] | 0 |  | 0 |  | 0 |  | 0 |  | 0 |  | 0 |  | 0 |  | 0 |  |  | 0 | 0 | 0 |  |  | 0 | 0 | 0 | 0 | 0 | 0 | 0 | 0 | 0 | 0 | 0 | 0 | 0 | 0 | 0 | 0 | 0 | 0 | 0 | 0 | 0
0 | 0 |  |  |  | 0 | [11 empty] | 0 | 0 |  | 0 |  | 0 | [5 empty] | 0 |  | 0 |  | 0 |  | 0 |  | 0 |  | 0 |  | 0 |  | 0 |  |  | 0 | 0 | 0 |  |  | 0 | 0 | 0 | 0 | 0 | 0 | 0 | 0 | 0 | 0 | 0 | 0 | 0 | 0 | 0 | 0 | 0 | 0 | 0 | 0 | 0
0 | 0 |  |  |  | 0 | [11 empty] | 0 | 0 |  | 0 |  | 0 | [5 empty] | 0 |  | 0 |  | 0 |  | 0 |  | 0 |  | 0 |  | 0 |  | 0 |  |  | 0 | 0 | 0 |  |  | 0 | 0 | 0 | 0 | 0 | 0 | 0 | 0 | 0 | 0 | 0 | 0 | 0 | 0 | 0 | 0 | 0 | 0 | 0 | 0 | 0
0 | 0 |  |  |  | 0 | [11 empty] | 0 | 0 |  | 0 |  | 0 | [5 empty] | 0 |  | 0 |  | 0 |  | 0 |  | 0 |  | 0 |  | 0 |  | 0 |  |  | 0 | 0 | 0 |  |  | 0 | 0 | 0 | 0 | 0 | 0 | 0 | 0 | 0 | 0 | 0 | 0 | 0 | 0 | 0 | 0 | 0 | 0 | 0 | 0 | 0
0 | 0 |  |  |  | 0 | [11 empty] | 0 | 0 |  | 0 |  | 0 | [5 empty] | 0 |  | 0 |  | 0 |  | 0 |  | 0 |  | 0 |  | 0 |  | 0 |  |  | 0 | 0 | 0 |  |  | 0 | 0 | 0 | 0 | 0 | 0 | 0 | 0 | 0 | 0 | 0 | 0 | 0 | 0 | 0 | 0 | 0 | 0 | 0 | 0 | 0
0 | 0 |  |  |  | 0 | [11 empty] | 0 | 0 |  | 0 |  | 0 | [5 empty] | 0 |  | 0 |  | 0 |  | 0 |  | 0 |  | 0 |  | 0 |  | 0 |  |  | 0 | 0 | 0 |  |  | 0 | 0 | 0 | 0 | 0 | 0 | 0 | 0 | 0 | 0 | 0 | 0 | 0 | 0 | 0 | 0 | 0 | 0 | 0 | 0 | 0
0 | 0 |  |  |  | 0 | [11 empty] | 0 | 0 |  | 0 |  | 0 | [5 empty] | 0 |  | 0 |  | 0 |  | 0 |  | 0 |  | 0 |  | 0 |  | 0 |  |  | 0 | 0 | 0 |  |  | 0 | 0 | 0 | 0 | 0 | 0 | 0 | 0 | 0 | 0 | 0 | 0 | 0 | 0 | 0 | 0 | 0 | 0 | 0 | 0 | 0
0 | 0 |  |  |  | 0 | [11 empty] | 0 | 0 |  | 0 |  | 0 | [5 empty] | 0 |  | 0 |  | 0 |  | 0 |  | 0 |  | 0 |  | 0 |  | 0 |  |  | 0 | 0 | 0 |  |  | 0 | 0 | 0 | 0 | 0 | 0 | 0 | 0 | 0 | 0 | 0 | 0 | 0 | 0 | 0 | 0 | 0 | 0 | 0 | 0 | 0
0 | 0 |  |  |  | 0 | [11 empty] | 0 | 0 |  | 0 |  | 0 | [5 empty] | 0 |  | 0 |  | 0 |  | 0 |  | 0 |  | 0 |  | 0 |  | 0 |  |  | 0 | 0 | 0 |  |  | 0 | 0 | 0 | 0 | 0 | 0 | 0 | 0 | 0 | 0 | 0 | 0 | 0 | 0 | 0 | 0 | 0 | 0 | 0 | 0 | 0
0 | 0 |  |  |  | 0 | [11 empty] | 0 | 0 |  | 0 |  | 0 | [5 empty] | 0 |  | 0 |  | 0 |  | 0 |  | 0 |  | 0 |  | 0 |  | 0 |  |  | 0 | 0 | 0 |  |  | 0 | 0 | 0 | 0 | 0 | 0 | 0 | 0 | 0 | 0 | 0 | 0 | 0 | 0 | 0 | 0 | 0 | 0 | 0 | 0 | 0
0 | 0 |  |  |  | 0 | [11 empty] | 0 | 0 |  | 0 |  | 0 | [5 empty] | 0 |  | 0 |  | 0 |  | 0 |  | 0 |  | 0 |  | 0 |  | 0 |  |  | 0 | 0 | 0 |  |  | 0 | 0 | 0 | 0 | 0 | 0 | 0 | 0 | 0 | 0 | 0 | 0 | 0 | 0 | 0 | 0 | 0 | 0 | 0 | 0 | 0
0 | 0 |  |  |  | 0 | [11 empty] | 0 | 0 |  | 0 |  | 0 | [5 empty] | 0 |  | 0 |  | 0 |  | 0 |  | 0 |  | 0 |  | 0 |  | 0 |  |  | 0 | 0 | 0 |  |  | 0 | 0 | 0 | 0 | 0 | 0 | 0 | 0 | 0 | 0 | 0 | 0 | 0 | 0 | 0 | 0 | 0 | 0 | 0 | 0 | 0
0 | 0 |  |  |  | 0 | [11 empty] | 0 | 0 |  | 0 |  | 0 | [5 empty] | 0 |  | 0 |  | 0 |  | 0 |  | 0 |  | 0 |  | 0 |  | 0 |  |  | 0 | 0 | 0 |  |  | 0 | 0 | 0 | 0 | 0 | 0 | 0 | 0 | 0 | 0 | 0 | 0 | 0 | 0 | 0 | 0 | 0 | 0 | 0 | 0 | 0
0 | 0 |  |  |  | 0 | [11 empty] | 0 | 0 |  | 0 |  | 0 | [5 empty] | 0 |  | 0 |  | 0 |  | 0 |  | 0 |  | 0 |  | 0 |  | 0 |  |  | 0 | 0 | 0 |  |  | 0 | 0 | 0 | 0 | 0 | 0 | 0 | 0 | 0 | 0 | 0 | 0 | 0 | 0 | 0 | 0 | 0 | 0 | 0 | 0 | 0
0 | 0 |  |  |  | 0 | [11 empty] | 0 | 0 |  | 0 |  | 0 | [5 empty] | 0 |  | 0 |  | 0 |  | 0 |  | 0 |  | 0 |  | 0 |  | 0 |  |  | 0 | 0 | 0 |  |  | 0 | 0 | 0 | 0 | 0 | 0 | 0 | 0 | 0 | 0 | 0 | 0 | 0 | 0 | 0 | 0 | 0 | 0 | 0 | 0 | 0
0 | 0 |  |  |  | 0 | [11 empty] | 0 | 0 |  | 0 |  | 0 | [5 empty] | 0 |  | 0 |  | 0 |  | 0 |  | 0 |  | 0 |  | 0 |  | 0 |  |  | 0 | 0 | 0 |  |  | 0 | 0 | 0 | 0 | 0 | 0 | 0 | 0 | 0 | 0 | 0 | 0 | 0 | 0 | 0 | 0 | 0 | 0 | 0 | 0 | 0
0 | 0 |  |  |  | 0 | [11 empty] | 0 | 0 |  | 0 |  | 0 | [5 empty] | 0 |  | 0 |  | 0 |  | 0 |  | 0 |  | 0 |  | 0 |  | 0 |  |  | 0 | 0 | 0 |  |  | 0 | 0 | 0 | 0 | 0 | 0 | 0 | 0 | 0 | 0 | 0 | 0 | 0 | 0 | 0 | 0 | 0 | 0 | 0 | 0 | 0
0 | 0 |  |  |  | 0 | [11 empty] | 0 | 0 |  | 0 |  | 0 | [5 empty] | 0 |  | 0 |  | 0 |  | 0 |  | 0 |  | 0 |  | 0 |  | 0 |  |  | 0 | 0 | 0 |  |  | 0 | 0 | 0 | 0 | 0 | 0 | 0 | 0 | 0 | 0 | 0 | 0 | 0 | 0 | 0 | 0 | 0 | 0 | 0 | 0 | 0
0 | 0 |  |  |  | 0 | [11 empty] | 0 | 0 |  | 0 |  | 0 | [5 empty] | 0 |  | 0 |  | 0 |  | 0 |  | 0 |  | 0 |  | 0 |  | 0 |  |  | 0 | 0 | 0 |  |  | 0 | 0 | 0 | 0 | 0 | 0 | 0 | 0 | 0 | 0 | 0 | 0 | 0 | 0 | 0 | 0 | 0 | 0 | 0 | 0 | 0
0 | 0 |  |  |  | 0 | [11 empty] | 0 | 0 |  | 0 |  | 0 | [5 empty] | 0 |  | 0 |  | 0 |  | 0 |  | 0 |  | 0 |  | 0 |  | 0 |  |  | 0 | 0 | 0 |  |  | 0 | 0 | 0 | 0 | 0 | 0 | 0 | 0 | 0 | 0 | 0 | 0 | 0 | 0 | 0 | 0 | 0 | 0 | 0 | 0 | 0
0 | 0 |  |  |  | 0 | [11 empty] | 0 | 0 |  | 0 |  | 0 | [5 empty] | 0 |  | 0 |  | 0 |  | 0 |  | 0 |  | 0 |  | 0 |  | 0 |  |  | 0 | 0 | 0 |  |  | 0 | 0 | 0 | 0 | 0 | 0 | 0 | 0 | 0 | 0 | 0 | 0 | 0 | 0 | 0 | 0 | 0 | 0 | 0 | 0 | 0
0 | 0 |  |  |  | 0 | [11 empty] | 0 | 0 |  | 0 |  | 0 | [5 empty] | 0 |  | 0 |  | 0 |  | 0 |  | 0 |  | 0 |  | 0 |  | 0 |  |  | 0 | 0 | 0 |  |  | 0 | 0 | 0 | 0 | 0 | 0 | 0 | 0 | 0 | 0 | 0 | 0 | 0 | 0 | 0 | 0 | 0 | 0 | 0 | 0 | 0
0 | 0 |  |  |  | 0 | [11 empty] | 0 | 0 |  | 0 |  | 0 | [5 empty] | 0 |  | 0 |  | 0 |  | 0 |  | 0 |  | 0 |  | 0 |  | 0 |  |  | 0 | 0 | 0 |  |  | 0 | 0 | 0 | 0 | 0 | 0 | 0 | 0 | 0 | 0 | 0 | 0 | 0 | 0 | 0 | 0 | 0 | 0 | 0 | 0 | 0
0 | 0 |  |  |  | 0 | [11 empty] | 0 | 0 |  | 0 |  | 0 | [5 empty] | 0 |  | 0 |  | 0 |  | 0 |  | 0 |  | 0 |  | 0 |  | 0 |  |  | 0 | 0 | 0 |  |  | 0 | 0 | 0 | 0 | 0 | 0 | 0 | 0 | 0 | 0 | 0 | 0 | 0 | 0 | 0 | 0 | 0 | 0 | 0 | 0 | 0
0 | 0 |  |  |  | 0 | [11 empty] | 0 | 0 |  | 0 |  | 0 | [5 empty] | 0 |  | 0 |  | 0 |  | 0 |  | 0 |  | 0 |  | 0 |  | 0 |  |  | 0 | 0 | 0 |  |  | 0 | 0 | 0 | 0 | 0 | 0 | 0 | 0 | 0 | 0 | 0 | 0 | 0 | 0 | 0 | 0 | 0 | 0 | 0 | 0 | 0
0 | 0 |  |  |  | 0 | [11 empty] | 0 | 0 |  | 0 |  | 0 | [5 empty] | 0 |  | 0 |  | 0 |  | 0 |  | 0 |  | 0 |  | 0 |  | 0 |  |  | 0 | 0 | 0 |  |  | 0 | 0 | 0 | 0 | 0 | 0 | 0 | 0 | 0 | 0 | 0 | 0 | 0 | 0 | 0 | 0 | 0 | 0 | 0 | 0 | 0
0 | 0 |  |  |  | 0 | [11 empty] | 0 | 0 |  | 0 |  | 0 | [5 empty] | 0 |  | 0 |  | 0 |  | 0 |  | 0 |  | 0 |  | 0 |  | 0 |  |  | 0 | 0 | 0 |  |  | 0 | 0 | 0 | 0 | 0 | 0 | 0 | 0 | 0 | 0 | 0 | 0 | 0 | 0 | 0 | 0 | 0 | 0 | 0 | 0 | 0
0 | 0 |  |  |  | 0 | [11 empty] | 0 | 0 |  | 0 |  | 0 | [5 empty] | 0 |  | 0 |  | 0 |  | 0 |  | 0 |  | 0 |  | 0 |  | 0 |  |  | 0 | 0 | 0 |  |  | 0 | 0 | 0 | 0 | 0 | 0 | 0 | 0 | 0 | 0 | 0 | 0 | 0 | 0 | 0 | 0 | 0 | 0 | 0 | 0 | 0
0 | 0 |  |  |  | 0 | [11 empty] | 0 | 0 |  | 0 |  | 0 | [5 empty] | 0 |  | 0 |  | 0 |  | 0 |  | 0 |  | 0 |  | 0 |  | 0 |  |  | 0 | 0 | 0 |  |  | 0 | 0 | 0 | 0 | 0 | 0 | 0 | 0 | 0 | 0 | 0 | 0 | 0 | 0 | 0 | 0 | 0 | 0 | 0 | 0 | 0
0 | 0 |  |  |  | 0 | [11 empty] | 0 | 0 |  | 0 |  | 0 | [5 empty] | 0 |  | 0 |  | 0 |  | 0 |  | 0 |  | 0 |  | 0 |  | 0 |  |  | 0 | 0 | 0 |  |  | 0 | 0 | 0 | 0 | 0 | 0 | 0 | 0 | 0 | 0 | 0 | 0 | 0 | 0 | 0 | 0 | 0 | 0 | 0 | 0 | 0
0 | 0 |  |  |  | 0 | [11 empty] | 0 | 0 |  | 0 |  | 0 | [5 empty] | 0 |  | 0 |  | 0 |  | 0 |  | 0 |  | 0 |  | 0 |  | 0 |  |  | 0 | 0 | 0 |  |  | 0 | 0 | 0 | 0 | 0 | 0 | 0 | 0 | 0 | 0 | 0 | 0 | 0 | 0 | 0 | 0 | 0 | 0 | 0 | 0 | 0
0 | 0 |  |  |  | 0 | [11 empty] | 0 | 0 |  | 0 |  | 0 | [5 empty] | 0 |  | 0 |  | 0 |  | 0 |  | 0 |  | 0 |  | 0 |  | 0 |  |  | 0 | 0 | 0 |  |  | 0 | 0 | 0 | 0 | 0 | 0 | 0 | 0 | 0 | 0 | 0 | 0 | 0 | 0 | 0 | 0 | 0 | 0 | 0 | 0 | 0
0 | 0 |  |  |  | 0 | [11 empty] | 0 | 0 |  | 0 |  | 0 | [5 empty] | 0 |  | 0 |  | 0 |  | 0 |  | 0 |  | 0 |  | 0 |  | 0 |  |  | 0 | 0 | 0 |  |  | 0 | 0 | 0 | 0 | 0 | 0 | 0 | 0 | 0 | 0 | 0 | 0 | 0 | 0 | 0 | 0 | 0 | 0 | 0 | 0 | 0
0 | 0 |  |  |  | 0 | [11 empty] | 0 | 0 |  | 0 |  | 0 | [5 empty] | 0 |  | 0 |  | 0 |  | 0 |  | 0 |  | 0 |  | 0 |  | 0 |  |  | 0 | 0 | 0 |  |  | 0 | 0 | 0 | 0 | 0 | 0 | 0 | 0 | 0 | 0 | 0 | 0 | 0 | 0 | 0 | 0 | 0 | 0 | 0 | 0 | 0
0 | 0 |  |  |  | 0 | [11 empty] | 0 | 0 |  | 0 |  | 0 | [5 empty] | 0 |  | 0 |  | 0 |  | 0 |  | 0 |  | 0 |  | 0 |  | 0 |  |  | 0 | 0 | 0 |  |  | 0 | 0 | 0 | 0 | 0 | 0 | 0 | 0 | 0 | 0 | 0 | 0 | 0 | 0 | 0 | 0 | 0 | 0 | 0 | 0 | 0
0 | 0 |  |  |  | 0 | [11 empty] | 0 | 0 |  | 0 |  | 0 | [5 empty] | 0 |  | 0 |  | 0 |  | 0 |  | 0 |  | 0 |  | 0 |  | 0 |  |  | 0 | 0 | 0 |  |  | 0 | 0 | 0 | 0 | 0 | 0 | 0 | 0 | 0 | 0 | 0 | 0 | 0 | 0 | 0 | 0 | 0 | 0 | 0 | 0 | 0
0 | 0 |  |  |  | 0 | [11 empty] | 0 | 0 |  | 0 |  | 0 | [5 empty] | 0 |  | 0 |  | 0 |  | 0 |  | 0 |  | 0 |  | 0 |  | 0 |  |  | 0 | 0 | 0 |  |  | 0 | 0 | 0 | 0 | 0 | 0 | 0 | 0 | 0 | 0 | 0 | 0 | 0 | 0 | 0 | 0 | 0 | 0 | 0 | 0 | 0
0 | 0 |  |  |  | 0 | [11 empty] | 0 | 0 |  | 0 |  | 0 | [5 empty] | 0 |  | 0 |  | 0 |  | 0 |  | 0 |  | 0 |  | 0 |  | 0 |  |  | 0 | 0 | 0 |  |  | 0 | 0 | 0 | 0 | 0 | 0 | 0 | 0 | 0 | 0 | 0 | 0 | 0 | 0 | 0 | 0 | 0 | 0 | 0 | 0 | 0
0 | 0 |  |  |  | 0 | [11 empty] | 0 | 0 |  | 0 |  | 0 | [5 empty] | 0 |  | 0 |  | 0 |  | 0 |  | 0 |  | 0 |  | 0 |  | 0 |  |  | 0 | 0 | 0 |  |  | 0 | 0 | 0 | 0 | 0 | 0 | 0 | 0 | 0 | 0 | 0 | 0 | 0 | 0 | 0 | 0 | 0 | 0 | 0 | 0 | 0
0 | 0 |  |  |  | 0 | [11 empty] | 0 | 0 |  | 0 |  | 0 | [5 empty] | 0 |  | 0 |  | 0 |  | 0 |  | 0 |  | 0 |  | 0 |  | 0 |  |  | 0 | 0 | 0 |  |  | 0 | 0 | 0 | 0 | 0 | 0 | 0 | 0 | 0 | 0 | 0 | 0 | 0 | 0 | 0 | 0 | 0 | 0 | 0 | 0 | 0
0 | 0 |  |  |  | 0 | [11 empty] | 0 | 0 |  | 0 |  | 0 | [5 empty] | 0 |  | 0 |  | 0 |  | 0 |  | 0 |  | 0 |  | 0 |  | 0 |  |  | 0 | 0 | 0 |  |  | 0 | 0 | 0 | 0 | 0 | 0 | 0 | 0 | 0 | 0 | 0 | 0 | 0 | 0 | 0 | 0 | 0 | 0 | 0 | 0 | 0
0 | 0 |  |  |  | 0 | [11 empty] | 0 | 0 |  | 0 |  | 0 | [5 empty] | 0 |  | 0 |  | 0 |  | 0 |  | 0 |  | 0 |  | 0 |  | 0 |  |  | 0 | 0 | 0 |  |  | 0 | 0 | 0 | 0 | 0 | 0 | 0 | 0 | 0 | 0 | 0 | 0 | 0 | 0 | 0 | 0 | 0 | 0 | 0 | 0 | 0
0 | 0 |  |  |  | 0 | [11 empty] | 0 | 0 |  | 0 |  | 0 | [5 empty] | 0 |  | 0 |  | 0 |  | 0 |  | 0 |  | 0 |  | 0 |  | 0 |  |  | 0 | 0 | 0 |  |  | 0 | 0 | 0 | 0 | 0 | 0 | 0 | 0 | 0 | 0 | 0 | 0 | 0 | 0 | 0 | 0 | 0 | 0 | 0 | 0 | 0
0 | 0 |  |  |  | 0 | [11 empty] | 0 | 0 |  | 0 |  | 0 | [5 empty] | 0 |  | 0 |  | 0 |  | 0 |  | 0 |  | 0 |  | 0 |  | 0 |  |  | 0 | 0 | 0 |  |  | 0 | 0 | 0 | 0 | 0 | 0 | 0 | 0 | 0 | 0 | 0 | 0 | 0 | 0 | 0 | 0 | 0 | 0 | 0 | 0 | 0
0 | 0 |  |  |  | 0 | [11 empty] | 0 | 0 |  | 0 |  | 0 | [5 empty] | 0 |  | 0 |  | 0 |  | 0 |  | 0 |  | 0 |  | 0 |  | 0 |  |  | 0 | 0 | 0 |  |  | 0 | 0 | 0 | 0 | 0 | 0 | 0 | 0 | 0 | 0 | 0 | 0 | 0 | 0 | 0 | 0 | 0 | 0 | 0 | 0 | 0
0 | 0 |  |  |  | 0 | [11 empty] | 0 | 0 |  | 0 |  | 0 | [5 empty] | 0 |  | 0 |  | 0 |  | 0 |  | 0 |  | 0 |  | 0 |  | 0 |  |  | 0 | 0 | 0 |  |  | 0 | 0 | 0 | 0 | 0 | 0 | 0 | 0 | 0 | 0 | 0 | 0 | 0 | 0 | 0 | 0 | 0 | 0 | 0 | 0 | 0
0 | 0 |  |  |  | 0 | [11 empty] | 0 | 0 |  | 0 |  | 0 | [5 empty] | 0 |  | 0 |  | 0 |  | 0 |  | 0 |  | 0 |  | 0 |  | 0 |  |  | 0 | 0 | 0 |  |  | 0 | 0 | 0 | 0 | 0 | 0 | 0 | 0 | 0 | 0 | 0 | 0 | 0 | 0 | 0 | 0 | 0 | 0 | 0 | 0 | 0
0 | 0 |  |  |  | 0 | [11 empty] | 0 | 0 |  | 0 |  | 0 | [5 empty] | 0 |  | 0 |  | 0 |  | 0 |  | 0 |  | 0 |  | 0 |  | 0 |  |  | 0 | 0 | 0 |  |  | 0 | 0 | 0 | 0 | 0 | 0 | 0 | 0 | 0 | 0 | 0 | 0 | 0 | 0 | 0 | 0 | 0 | 0 | 0 | 0 | 0
0 | 0 |  |  |  | 0 | [11 empty] | 0 | 0 |  | 0 |  | 0 | [5 empty] | 0 |  | 0 |  | 0 |  | 0 |  | 0 |  | 0 |  | 0 |  | 0 |  |  | 0 | 0 | 0 |  |  | 0 | 0 | 0 | 0 | 0 | 0 | 0 | 0 | 0 | 0 | 0 | 0 | 0 | 0 | 0 | 0 | 0 | 0 | 0 | 0 | 0
0 | 0 |  |  |  | 0 | [11 empty] | 0 | 0 |  | 0 |  | 0 | [5 empty] | 0 |  | 0 |  | 0 |  | 0 |  | 0 |  | 0 |  | 0 |  | 0 |  |  | 0 | 0 | 0 |  |  | 0 | 0 | 0 | 0 | 0 | 0 | 0 | 0 | 0 | 0 | 0 | 0 | 0 | 0 | 0 | 0 | 0 | 0 | 0 | 0 | 0
0 | 0 |  |  |  | 0 | [11 empty] | 0 | 0 |  | 0 |  | 0 | [5 empty] | 0 |  | 0 |  | 0 |  | 0 |  | 0 |  | 0 |  | 0 |  | 0 |  |  | 0 | 0 | 0 |  |  | 0 | 0 | 0 | 0 | 0 | 0 | 0 | 0 | 0 | 0 | 0 | 0 | 0 | 0 | 0 | 0 | 0 | 0 | 0 | 0 | 0
0 | 0 |  |  |  | 0 | [11 empty] | 0 | 0 |  | 0 |  | 0 | [5 empty] | 0 |  | 0 |  | 0 |  | 0 |  | 0 |  | 0 |  | 0 |  | 0 |  |  | 0 | 0 | 0 |  |  | 0 | 0 | 0 | 0 | 0 | 0 | 0 | 0 | 0 | 0 | 0 | 0 | 0 | 0 | 0 | 0 | 0 | 0 | 0 | 0 | 0
14
[6 empty] | END |  | Total Price for Schedule 1 | [9 empty] | 0 |  | 0 |  | 0 | Baht |  | Baht |  | Baht |  | Baht |  | Baht |  |  | 0 | Baht |  | Baht |  | Baht |  | Baht |  |  |  |  | Baht | Baht |  |  | Baht | Baht | Baht | Baht | Baht | Baht | Baht | Baht | Baht | Baht | Baht | Baht | Baht | Baht | Baht | Baht | Baht | Baht | Baht | Baht | Baht | bar: 79 to 81
[18 empty] | 0 |  | 0 |  | 0 | [5 empty] | 0 |  | 0 |  | 0 |  | 0 |  | 0 |  | 0 |  | 0 |  | 0 |  |  |  | 0 | 0 |  |  | 0 | 0 | 0 | 0 | 0 | 0 | 0 | 0 | 0 | 0 | 0 | 0 | 0 | 0 | 0 | 0 | 0 | 0 | 0 | 0 | 0 | bar: 79 to 81
[18 empty] | 0 |  | 0 |  | 0 | [11 empty] | 0 | bar: 79 to 81
[18 empty] | 0 |  | 0 |  | 0 | [11 empty] | 0 | bar: 79 to 81
[18 empty] | 0 |  | 0 |  | 0 | [11 empty] | 0
[18 empty] | 0 |  | 0 |  | 0 | [11 empty] | 0
[18 empty] | 0 |  | 0 |  | 0 | [11 empty] | 0
[18 empty] | 0 |  | 0 |  | 0 | [11 empty] | 0
000000000000000000000000000000000000000
0000000000000000000000000000000000000000
0000000000000000000000000000000000000000000000000000000000000000000000000000000000000000000000000000000000000000000000000000000000000000000000000000000000000000000000000000000000000000000000000000000000000
[8 empty] | 0 | 0 |  |  |  |  | 00000000000000000000000000000000000000000000000000000000000000000000000000000000000000000000000000000000000000000000000000000000000000000000000000000000000000000000000000000000000000000000000000000000000000000000000000000000000000000000000000000000000000000000000000000000000000000000
[8 empty] | 0 | 0
[8 empty] | 0 | 0
[8 empty] | 0 | 0
[8 empty] | 0 | 0
[8 empty] | 0 | 0
[8 empty] | 0 | 0
[8 empty] | 0 | 0
[8 empty] | 0 | 0
[8 empty] | 0 | 0
[8 empty] | 0 | 0
[8 empty] | 0 | 0
[8 empty] | 0 | 0
[8 empty] | 0 | 0
[8 empty] | 0 | 0
[8 empty] | 0 | 0
[8 empty] | 0 | 0
[8 empty] | 0 | 0
[8 empty] | 0 | 0
[8 empty] | 0 | 0
[8 empty] | 0 | 0
[8 empty] | 0 | 0
[8 empty] | 0 | 0
[8 empty] | 0 | 0
[8 empty] | 0 | 0
[8 empty] | 0 | 0
[8 empty] | 0 | 0
[8 empty] | 0 | 0
[8 empty] | 0 | 0
[8 empty] | 0 | 0
[8 empty] | 0 | 0
[8 empty] | 0 | 0
[8 empty] | 0 | 0
[8 empty] | 0 | 0
[8 empty] | 0 | 0
[8 empty] | 0 | 0
[8 empty] | 0 | 0
[8 empty] | 0 | 0
[8 empty] | 0 | 0
[8 empty] | 0 | 0
[8 empty] | 0 | 0
[8 empty] | 0 | 0
[8 empty] | 0 | 0
[8 empty] | 0 | 0
[8 empty] | 0 | 0
[8 empty] | 0 | 0
[8 empty] | 0 | 0
[8 empty] | 0 | 0
[8 empty] | 0 | 0
[8 empty] | 0 | 0
[8 empty] | 0 | 0
[8 empty] | 0 | 0
[8 empty] | 0 | 0
[8 empty] | 0 | 0
[8 empty] | 0 | 0
[8 empty] | 0 | 0
[8 empty] | 0 | 0
[8 empty] | 0 | 0
[8 empty] | 0 | 0
[8 empty] | 0 | 0
[8 empty] | 0 | 0
[8 empty] | 0 | 0
[8 empty] | 0 | 0
[8 empty] | 0 | 0
[8 empty] | 0 | 0
[8 empty] | 0 | 0
[8 empty] | 0 | 0
[8 empty] | 0 | 0
[8 empty] | 0 | 0
[8 empty] | 0 | 0
[8 empty] | 0 | 0
[8 empty] | 0 | 0
[8 empty] | 0 | 0
[8 empty] | 0 | 0
[8 empty] | 0 | 0
[8 empty] | 0 | 0
[8 empty] | 0 | 0
[8 empty] | 0 | 0
[8 empty] | 0 | 0
[8 empty] | 0 | 0
[8 empty] | 0 | 0
[8 empty] | 0 | 0
[8 empty] | 0 | 0
[8 empty] | 0 | 0
[8 empty] | 0 | 0
[8 empty] | 0 | 0
[8 empty] | 0 | 0
[8 empty] | 0 | 0
[8 empty] | 0 | 0
[8 empty] | 0 | 0
[8 empty] | 0 | 0
[8 empty] | 0 | 0
[8 empty] | 0 | 0
[8 empty] | 0 | 0
[8 empty] | 0 | 0
[8 empty] | 0 | 0
[8 empty] | 0 | 0
[8 empty] | 0 | 0
[8 empty] | 0 | 0
[8 empty] | 0 | 0
[8 empty] | 0 | 0
[8 empty] | 0 | 0
[8 empty] | 0 | 0
[8 empty] | 0 | 0
[8 empty] | 0 | 0
[8 empty] | 0 | 0
[8 empty] | 0 | 0
[8 empty] | 0 | 0
[8 empty] | 0 | 0
[8 empty] | 0 | 0
[8 empty] | 0 | 0
[8 empty] | 0 | 0
[8 empty] | 0 | 0
[8 empty] | 0 | 0
[8 empty] | 0 | 0
[8 empty] | 0 | 0
[8 empty] | 0 | 0
[8 empty] | 0 | 0
[8 empty] | 0 | 0
[8 empty] | 0 | 0
[8 empty] | 0 | 0
[8 empty] | 0 | 0
[8 empty] | 0 | 0
[8 empty] | 0 | 0
[8 empty] | 0 | 0
[8 empty] | 0 | 0
[8 empty] | 0 | 0
[8 empty] | 0 | 0
[8 empty] | 0 | 0
[8 empty] | 0 | 0
[8 empty] | 0 | 0
[8 empty] | 0 | 0
[8 empty] | 0 | 0
[8 empty] | 0 | 0
[8 empty] | 0 | 0
[8 empty] | 0 | 0
[8 empty] | 0 | 0
[8 empty] | 0 | 0
[8 empty] | 0 | 0
[8 empty] | 0 | 0
[8 empty] | 0 | 0
[8 empty] | 0 | 0
[8 empty] | 0 | 0
[8 empty] | 0 | 0
[8 empty] | 0 | 0
[8 empty] | 0 | 0
[8 empty] | 0 | 0
[8 empty] | 0 | 0
[8 empty] | 0 | 0
[8 empty] | 0 | 0
[8 empty] | 0 | 0
[8 empty] | 0 | 0
[8 empty] | 0 | 0
[8 empty] | 0 | 0
[8 empty] | 0 | 0
[8 empty] | 0 | 0
[8 empty] | 0 | 0
[8 empty] | 0 | 0
[8 empty] | 0 | 0
[8 empty] | 0 | 0
[8 empty] | 0 | 0
[8 empty] | 0 | 0
[8 empty] | 0 | 0
[8 empty] | 0 | 0
[8 empty] | 0 | 0
[8 empty] | 0 | 0
[8 empty] | 0 | 0
[8 empty] | 0 | 0
[8 empty] | 0 | 0
[8 empty] | 0 | 0
[8 empty] | 0 | 0
[8 empty] | 0 | 0
[8 empty] | 0 | 0
[8 empty] | 0 | 0
[8 empty] | 0 | 0
[8 empty] | 0 | 0
[8 empty] | 0 | 0
[8 empty] | 0 | 0
[8 empty] | 0 | 0
[8 empty] | 0 | 0
[8 empty] | 0 | 0
[8 empty] | 0 | 0
[8 empty] | 0 | 0
[8 empty] | 0 | 0
[8 empty] | 0 | 0
[8 empty] | 0 | 0
[8 empty] | 0 | 0
[8 empty] | 0 | 0
[8 empty] | 0 | 0
[8 empty] | 0 | 0
[8 empty] | 0 | 0
[8 empty] | 0 | 0
[8 empty] | 0 | 0
[8 empty] | 0 | 0
[8 empty] | 0 | 0
[8 empty] | 0 | 0
[8 empty] | 0 | 0
[8 empty] | 0 | 0
[8 empty] | 0 | 0
[8 empty] | 0 | 0
[8 empty] | 0 | 0
[8 empty] | 0 | 0
[8 empty] | 0 | 0
[8 empty] | 0 | 0
[8 empty] | 0 | 0
[8 empty] | 0 | 0
[8 empty] | 0 | 0
[8 empty] | 0 | 0
[8 empty] | 0 | 0
[8 empty] | 0 | 0
[8 empty] | 0 | 0
[8 empty] | 0 | 0
[8 empty] | 0 | 0
[8 empty] | 0 | 0
[8 empty] | 0 | 0
[8 empty] | 0 | 0
[8 empty] | 0 | 0
[8 empty] | 0 | 0
[8 empty] | 0 | 0
[8 empty] | 0 | 0
[8 empty] | 0 | 0
[8 empty] | 0 | 0
[8 empty] | 0 | 0
[8 empty] | 0 | 0
[8 empty] | 0 | 0
[8 empty] | 0 | 0
[8 empty] | 0 | 0
[8 empty] | 0 | 0
[8 empty] | 0 | 0
[8 empty] | 0 | 0
[8 empty] | 0 | 0
[8 empty] | 0 | 0
[8 empty] | 0 | 0
[8 empty] | 0 | 0
[8 empty] | 0 | 0
[8 empty] | 0 | 0
[8 empty] | 0 | 0
[8 empty] | 0 | 0
[8 empty] | 0 | 0
[8 empty] | 0 | 0
[8 empty] | 0 | 0
[8 empty] | 0 | 0
[8 empty] | 0 | 0
[8 empty] | 0 | 0
[8 empty] | 0 | 0
[8 empty] | 0 | 0
[8 empty] | 0 | 0
[8 empty] | 0 | 0
[8 empty] | 0 | 0
[8 empty] | 0 | 0
[8 empty] | 0 | 0
[8 empty] | 0 | 0
[8 empty] | 0 | 0
[8 empty] | 0 | 0
[8 empty] | 0 | 0
[8 empty] | 0 | 0
[8 empty] | 0 | 0
[8 empty] | 0 | 0
[8 empty] | 0 | 0
[8 empty] | 0 | 0
[8 empty] | 0 | 0
[8 empty] | 0 | 0
[8 empty] | 0 | 0
[8 empty] | 0 | 0
[8 empty] | 0 | 0
[8 empty] | 0 | 0
[8 empty] | 0 | 0
[8 empty] | 0 | 0
[8 empty] | 0 | 0
[8 empty] | 0 | 0
[8 empty] | 0 | 0
[8 empty] | 0 | 0
[8 empty] | 0 | 0
[8 empty] | 0 | 0
[8 empty] | 0 | 0
[8 empty] | 0 | 0
[8 empty] | 0 | 0
[8 empty] | 0 | 0
[8 empty] | 0 | 0
[8 empty] | 0 | 0
[8 empty] | 0 | 0
[8 empty] | 0 | 0
[8 empty] | 0 | 0
[8 empty] | 0 | 0

## Sch 2 (hidden)
INVITATION TO BID NO. TIEC-CR-13
Schedule 2 :
[77 empty] | 79 | 80 | 81 | 82 | 83 | 84 | 85 | 86 | 87 | 88 | 89 | 90 | 91 | 92 | 93 | 94 | 95 | 96 | 97 | 98 | 99 | 100 | 101 | 102 | 103 | 104 | 105 | 106 | 107 | 108 | 109 | 110 | 111 | 112 | 113 | 114 | 115 | 116 | 117 | 118 | 119 | 120 | 121 | 122 | 123 | 124 | 125 | 126 | 127 | 128
[8 empty] | SUPPLY OF CONTROL AND PROTECTION EQUIPMENT | [62 empty] | 72 | 73 | 75 | 76 | 77 | 78 | 82: Breakdown per Item :
[8 empty] | TRANSMISSION SYSTEM IMPROVEMENT PROJECT IN NORTHEASTERN, LOWER NORTHERN, CENTRAL REGIONS AND BANGKOK AREA TO ENHANCE SYSTEM SECURITY | [68 empty] | 82: Schedule :
System :
Job No. | Substation | Delivery Required by EGAT |  |  |  | Material group | Code No. | Item No. | Description | Short Description | Drawing No. / Reference No. | Qty. | Unit | Currency | Supply of Equipment |  |  |  | Supply of Equipment |  | Supply of Equipment |  | Supply of Equipment |  |  |  | Supply of Equipment |  | Supply of Equipment |  | Supply of Equipment |  | Foreign Currency |  | Local Currency |  | Local Transportation |  | Local Transportation, Construction and Installation |  | Purchase Price Offered for Dismantled Equipment |  | Plant |  | UOM | [25 empty] | Irrelevant | Incoterm | Account Assignment | Cost Object | Fund Center |  | 105: CFR Thai Port; 107: CIF Thai Port; 109: DDP EGAT 's Store; 111: Local Transportation; 113: Custom Clearance; 115: DDP EGAT 's Store; 117: Ex-works Price; 119: Local Transportation; 121: Foreign Currency; 123: Local Currency; 125: Local Transportation to EGAT 's Store; 127: Local Transportation, Construction and Installation | Long Description | Short Description
|  | (with in months after receipt of the notification of award) | [12 empty] | Foreign Supply |  |  |  | Foreign Supply |  | Foreign Supply |  | Foreign Supply | [5 empty] | Local Supply |  | Local Supply | [16 empty] | Preference | % Import Duty | Preference | CFR Price | CIF Price | Foreign Currency | Ex-works Price | Local Currency | Local Transportation | Local Transportation, | Marine Insurance Price | Customs Clearance | Import Duty Price | VAT for Imported Equipment | VAT for Import Duty | VAT for | VAT for Ex-works Price | VAT for | VAT for | VAT for Transportation, Construction and Installation | Foreign | Local | Evaluation Price | [6 empty] | 115: ( excluding VAT ); 117: ( excluding VAT )
[5 empty] | Completion Date | [9 empty] | FOB Vessel | Cost of | CFR Thai Port |  | CIF Thai Port |  | DDP EGAT 's Store |  | Local Transportation |  | Custom Clearance |  | DDP EGAT 's Store |  | Ex-works Price |  | Local Transportation | [12 empty] | Breakdown tab |  | Proposed Price | Evaluation Price | Status | [7 empty] | to EGAT 's Store | Construction and | [5 empty] | Foreign Currency |  | Local Currency | Local Transportation |  | Price Adjustment | Price Adjustment | [7 empty] | 104: Incoterm; 105: CFR; 107: CIF; 109: DDP; 111: ZTF; 113: ZCC; 115: DDP; 117: EXW; 119: ZTL; 125: ZTT; 127: ZCN
|  | CFR Thai Port | DDP or EGAT's Store | Ex-works | [11 empty] | Transportation | [10 empty] | ( excluding VAT ) |  | ( excluding VAT ) |  | ( excluding VAT ) |  | ( excluding VAT ) |  | ( excluding VAT ) |  | ( excluding VAT ) |  | ( excluding VAT ) |  | ( including VAT ) | [15 empty] | Installation | [%Insure(110%(CFR))] | [%Custom(CIF)] | [%Import Duty(CIF)] | [ %VAT(CFR/CIF) ] | [ %VAT( Import Duty) ] | [ %VAT(Foreign Currency) ] | [ %VAT(Ex-works Price) ] | [ %VAT(Local Currency) ] | to EGAT 's Store | [10 empty] | 104: Material group; 111: SV-TRN-MT; 113: SV-CTM; 119: SV-TRN-MT; 125: SV-TRN-MT; 127: SV-CVL
[16 empty] | to Thai Port | [6 empty] | Baht |  | Baht |  | Baht |  | Baht |  | Baht |  |  |  | Baht |  | Baht |  | Baht |  | Baht |  |  |  |  | Baht | Baht |  |  | Baht | Baht | Baht | Baht | Baht | Baht | Baht | Baht | Baht | Baht | Baht | Baht | Baht | Baht | Baht | Baht | Baht | Baht | Baht | Baht | Baht
|  | (month) | (month) | (month) | (month) | [9 empty] | Unit Price | Unit Price | Unit Price | Amount | Unit Price | Amount | Unit Price | Amount | Unit Price | Amount | Unit Price | Amount | Unit Price | Amount | Unit Price | Amount | Unit Price | Amount | Unit Price | Amount | Unit Price | Amount | Unit Price | Amount | Unit Price | Amount | Unit Price | Amount | [5 empty] | (Y/N) | (IPDTY) | (PRF) | (CFR) | (CIF) | (FC) | (EW) | (LC) | (LT) | (TCI) | (MI) | (CC) | ( IDP) | (VATIE) | (VATID) | (VATFC) | (VATEW) | (VATLC) | (VATLT) | (VATTCI) | (FPA) | (LPA) | (EVAPR)
0 | 0 |  |  |  | 0 | [11 empty] | 0 | 0 |  | 0 |  | 0 | [5 empty] | 0 |  | 0 |  | 0 |  | 0 |  | 0 |  | 0 |  | 0 |  | 0 |  |  | 0 | 0 | 0 |  |  | 0 | 0 | 0 | 0 | 0 | 0 | 0 | 0 | 0 | 0 | 0 | 0 | 0 | 0 | 0 | 0 | 0 | 0 | 0 | 0 | 0
0 | 0 |  |  |  | 0 | [11 empty] | 0 | 0 |  | 0 |  | 0 | [5 empty] | 0 |  | 0 |  | 0 |  | 0 |  | 0 |  | 0 |  | 0 |  | 0 |  |  | 0 | 0 | 0 |  |  | 0 | 0 | 0 | 0 | 0 | 0 | 0 | 0 | 0 | 0 | 0 | 0 | 0 | 0 | 0 | 0 | 0 | 0 | 0 | 0 | 0
0 | 0 |  |  |  | 0 | [11 empty] | 0 | 0 |  | 0 |  | 0 | [5 empty] | 0 |  | 0 |  | 0 |  | 0 |  | 0 |  | 0 |  | 0 |  | 0 |  |  | 0 | 0 | 0 |  |  | 0 | 0 | 0 | 0 | 0 | 0 | 0 | 0 | 0 | 0 | 0 | 0 | 0 | 0 | 0 | 0 | 0 | 0 | 0 | 0 | 0
0 | 0 |  |  |  | 0 | [11 empty] | 0 | 0 |  | 0 |  | 0 | [5 empty] | 0 |  | 0 |  | 0 |  | 0 |  | 0 |  | 0 |  | 0 |  | 0 |  |  | 0 | 0 | 0 |  |  | 0 | 0 | 0 | 0 | 0 | 0 | 0 | 0 | 0 | 0 | 0 | 0 | 0 | 0 | 0 | 0 | 0 | 0 | 0 | 0 | 0
0 | 0 |  |  |  | 0 | [11 empty] | 0 | 0 |  | 0 |  | 0 | [5 empty] | 0 |  | 0 |  | 0 |  | 0 |  | 0 |  | 0 |  | 0 |  | 0 |  |  | 0 | 0 | 0 |  |  | 0 | 0 | 0 | 0 | 0 | 0 | 0 | 0 | 0 | 0 | 0 | 0 | 0 | 0 | 0 | 0 | 0 | 0 | 0 | 0 | 0
0 | 0 |  |  |  | 0 | [11 empty] | 0 | 0 |  | 0 |  | 0 | [5 empty] | 0 |  | 0 |  | 0 |  | 0 |  | 0 |  | 0 |  | 0 |  | 0 |  |  | 0 | 0 | 0 |  |  | 0 | 0 | 0 | 0 | 0 | 0 | 0 | 0 | 0 | 0 | 0 | 0 | 0 | 0 | 0 | 0 | 0 | 0 | 0 | 0 | 0
0 | 0 |  |  |  | 0 | [11 empty] | 0 | 0 |  | 0 |  | 0 | [5 empty] | 0 |  | 0 |  | 0 |  | 0 |  | 0 |  | 0 |  | 0 |  | 0 |  |  | 0 | 0 | 0 |  |  | 0 | 0 | 0 | 0 | 0 | 0 | 0 | 0 | 0 | 0 | 0 | 0 | 0 | 0 | 0 | 0 | 0 | 0 | 0 | 0 | 0
0 | 0 |  |  |  | 0 | [11 empty] | 0 | 0 |  | 0 |  | 0 | [5 empty] | 0 |  | 0 |  | 0 |  | 0 |  | 0 |  | 0 |  | 0 |  | 0 |  |  | 0 | 0 | 0 |  |  | 0 | 0 | 0 | 0 | 0 | 0 | 0 | 0 | 0 | 0 | 0 | 0 | 0 | 0 | 0 | 0 | 0 | 0 | 0 | 0 | 0
0 | 0 |  |  |  | 0 | [11 empty] | 0 | 0 |  | 0 |  | 0 | [5 empty] | 0 |  | 0 |  | 0 |  | 0 |  | 0 |  | 0 |  | 0 |  | 0 |  |  | 0 | 0 | 0 |  |  | 0 | 0 | 0 | 0 | 0 | 0 | 0 | 0 | 0 | 0 | 0 | 0 | 0 | 0 | 0 | 0 | 0 | 0 | 0 | 0 | 0
0 | 0 |  |  |  | 0 | [11 empty] | 0 | 0 |  | 0 |  | 0 | [5 empty] | 0 |  | 0 |  | 0 |  | 0 |  | 0 |  | 0 |  | 0 |  | 0 |  |  | 0 | 0 | 0 |  |  | 0 | 0 | 0 | 0 | 0 | 0 | 0 | 0 | 0 | 0 | 0 | 0 | 0 | 0 | 0 | 0 | 0 | 0 | 0 | 0 | 0
0 | 0 |  |  |  | 0 | [11 empty] | 0 | 0 |  | 0 |  | 0 | [5 empty] | 0 |  | 0 |  | 0 |  | 0 |  | 0 |  | 0 |  | 0 |  | 0 |  |  | 0 | 0 | 0 |  |  | 0 | 0 | 0 | 0 | 0 | 0 | 0 | 0 | 0 | 0 | 0 | 0 | 0 | 0 | 0 | 0 | 0 | 0 | 0 | 0 | 0
0 | 0 |  |  |  | 0 | [11 empty] | 0 | 0 |  | 0 |  | 0 | [5 empty] | 0 |  | 0 |  | 0 |  | 0 |  | 0 |  | 0 |  | 0 |  | 0 |  |  | 0 | 0 | 0 |  |  | 0 | 0 | 0 | 0 | 0 | 0 | 0 | 0 | 0 | 0 | 0 | 0 | 0 | 0 | 0 | 0 | 0 | 0 | 0 | 0 | 0
0 | 0 |  |  |  | 0 | [11 empty] | 0 | 0 |  | 0 |  | 0 | [5 empty] | 0 |  | 0 |  | 0 |  | 0 |  | 0 |  | 0 |  | 0 |  | 0 |  |  | 0 | 0 | 0 |  |  | 0 | 0 | 0 | 0 | 0 | 0 | 0 | 0 | 0 | 0 | 0 | 0 | 0 | 0 | 0 | 0 | 0 | 0 | 0 | 0 | 0
0 | 0 |  |  |  | 0 | [11 empty] | 0 | 0 |  | 0 |  | 0 | [5 empty] | 0 |  | 0 |  | 0 |  | 0 |  | 0 |  | 0 |  | 0 |  | 0 |  |  | 0 | 0 | 0 |  |  | 0 | 0 | 0 | 0 | 0 | 0 | 0 | 0 | 0 | 0 | 0 | 0 | 0 | 0 | 0 | 0 | 0 | 0 | 0 | 0 | 0
0 | 0 |  |  |  | 0 | [11 empty] | 0 | 0 |  | 0 |  | 0 | [5 empty] | 0 |  | 0 |  | 0 |  | 0 |  | 0 |  | 0 |  | 0 |  | 0 |  |  | 0 | 0 | 0 |  |  | 0 | 0 | 0 | 0 | 0 | 0 | 0 | 0 | 0 | 0 | 0 | 0 | 0 | 0 | 0 | 0 | 0 | 0 | 0 | 0 | 0
0 | 0 |  |  |  | 0 | [11 empty] | 0 | 0 |  | 0 |  | 0 | [5 empty] | 0 |  | 0 |  | 0 |  | 0 |  | 0 |  | 0 |  | 0 |  | 0 |  |  | 0 | 0 | 0 |  |  | 0 | 0 | 0 | 0 | 0 | 0 | 0 | 0 | 0 | 0 | 0 | 0 | 0 | 0 | 0 | 0 | 0 | 0 | 0 | 0 | 0
0 | 0 |  |  |  | 0 | [11 empty] | 0 | 0 |  | 0 |  | 0 | [5 empty] | 0 |  | 0 |  | 0 |  | 0 |  | 0 |  | 0 |  | 0 |  | 0 |  |  | 0 | 0 | 0 |  |  | 0 | 0 | 0 | 0 | 0 | 0 | 0 | 0 | 0 | 0 | 0 | 0 | 0 | 0 | 0 | 0 | 0 | 0 | 0 | 0 | 0
0 | 0 |  |  |  | 0 | [11 empty] | 0 | 0 |  | 0 |  | 0 | [5 empty] | 0 |  | 0 |  | 0 |  | 0 |  | 0 |  | 0 |  | 0 |  | 0 |  |  | 0 | 0 | 0 |  |  | 0 | 0 | 0 | 0 | 0 | 0 | 0 | 0 | 0 | 0 | 0 | 0 | 0 | 0 | 0 | 0 | 0 | 0 | 0 | 0 | 0
0 | 0 |  |  |  | 0 | [11 empty] | 0 | 0 |  | 0 |  | 0 | [5 empty] | 0 |  | 0 |  | 0 |  | 0 |  | 0 |  | 0 |  | 0 |  | 0 |  |  | 0 | 0 | 0 |  |  | 0 | 0 | 0 | 0 | 0 | 0 | 0 | 0 | 0 | 0 | 0 | 0 | 0 | 0 | 0 | 0 | 0 | 0 | 0 | 0 | 0
0 | 0 |  |  |  | 0 | [11 empty] | 0 | 0 |  | 0 |  | 0 | [5 empty] | 0 |  | 0 |  | 0 |  | 0 |  | 0 |  | 0 |  | 0 |  | 0 |  |  | 0 | 0 | 0 |  |  | 0 | 0 | 0 | 0 | 0 | 0 | 0 | 0 | 0 | 0 | 0 | 0 | 0 | 0 | 0 | 0 | 0 | 0 | 0 | 0 | 0
0 | 0 |  |  |  | 0 | [11 empty] | 0 | 0 |  | 0 |  | 0 | [5 empty] | 0 |  | 0 |  | 0 |  | 0 |  | 0 |  | 0 |  | 0 |  | 0 |  |  | 0 | 0 | 0 |  |  | 0 | 0 | 0 | 0 | 0 | 0 | 0 | 0 | 0 | 0 | 0 | 0 | 0 | 0 | 0 | 0 | 0 | 0 | 0 | 0 | 0
0 | 0 |  |  |  | 0 | [11 empty] | 0 | 0 |  | 0 |  | 0 | [5 empty] | 0 |  | 0 |  | 0 |  | 0 |  | 0 |  | 0 |  | 0 |  | 0 |  |  | 0 | 0 | 0 |  |  | 0 | 0 | 0 | 0 | 0 | 0 | 0 | 0 | 0 | 0 | 0 | 0 | 0 | 0 | 0 | 0 | 0 | 0 | 0 | 0 | 0
0 | 0 |  |  |  | 0 | [11 empty] | 0 | 0 |  | 0 |  | 0 | [5 empty] | 0 |  | 0 |  | 0 |  | 0 |  | 0 |  | 0 |  | 0 |  | 0 |  |  | 0 | 0 | 0 |  |  | 0 | 0 | 0 | 0 | 0 | 0 | 0 | 0 | 0 | 0 | 0 | 0 | 0 | 0 | 0 | 0 | 0 | 0 | 0 | 0 | 0
0 | 0 |  |  |  | 0 | [11 empty] | 0 | 0 |  | 0 |  | 0 | [5 empty] | 0 |  | 0 |  | 0 |  | 0 |  | 0 |  | 0 |  | 0 |  | 0 |  |  | 0 | 0 | 0 |  |  | 0 | 0 | 0 | 0 | 0 | 0 | 0 | 0 | 0 | 0 | 0 | 0 | 0 | 0 | 0 | 0 | 0 | 0 | 0 | 0 | 0
0 | 0 |  |  |  | 0 | [11 empty] | 0 | 0 |  | 0 |  | 0 | [5 empty] | 0 |  | 0 |  | 0 |  | 0 |  | 0 |  | 0 |  | 0 |  | 0 |  |  | 0 | 0 | 0 |  |  | 0 | 0 | 0 | 0 | 0 | 0 | 0 | 0 | 0 | 0 | 0 | 0 | 0 | 0 | 0 | 0 | 0 | 0 | 0 | 0 | 0
0 | 0 |  |  |  | 0 | [11 empty] | 0 | 0 |  | 0 |  | 0 | [5 empty] | 0 |  | 0 |  | 0 |  | 0 |  | 0 |  | 0 |  | 0 |  | 0 |  |  | 0 | 0 | 0 |  |  | 0 | 0 | 0 | 0 | 0 | 0 | 0 | 0 | 0 | 0 | 0 | 0 | 0 | 0 | 0 | 0 | 0 | 0 | 0 | 0 | 0
0 | 0 |  |  |  | 0 | [11 empty] | 0 | 0 |  | 0 |  | 0 | [5 empty] | 0 |  | 0 |  | 0 |  | 0 |  | 0 |  | 0 |  | 0 |  | 0 |  |  | 0 | 0 | 0 |  |  | 0 | 0 | 0 | 0 | 0 | 0 | 0 | 0 | 0 | 0 | 0 | 0 | 0 | 0 | 0 | 0 | 0 | 0 | 0 | 0 | 0
0 | 0 |  |  |  | 0 | [11 empty] | 0 | 0 |  | 0 |  | 0 | [5 empty] | 0 |  | 0 |  | 0 |  | 0 |  | 0 |  | 0 |  | 0 |  | 0 |  |  | 0 | 0 | 0 |  |  | 0 | 0 | 0 | 0 | 0 | 0 | 0 | 0 | 0 | 0 | 0 | 0 | 0 | 0 | 0 | 0 | 0 | 0 | 0 | 0 | 0
0 | 0 |  |  |  | 0 | [11 empty] | 0 | 0 |  | 0 |  | 0 | [5 empty] | 0 |  | 0 |  | 0 |  | 0 |  | 0 |  | 0 |  | 0 |  | 0 |  |  | 0 | 0 | 0 |  |  | 0 | 0 | 0 | 0 | 0 | 0 | 0 | 0 | 0 | 0 | 0 | 0 | 0 | 0 | 0 | 0 | 0 | 0 | 0 | 0 | 0
0 | 0 |  |  |  | 0 | [11 empty] | 0 | 0 |  | 0 |  | 0 | [5 empty] | 0 |  | 0 |  | 0 |  | 0 |  | 0 |  | 0 |  | 0 |  | 0 |  |  | 0 | 0 | 0 |  |  | 0 | 0 | 0 | 0 | 0 | 0 | 0 | 0 | 0 | 0 | 0 | 0 | 0 | 0 | 0 | 0 | 0 | 0 | 0 | 0 | 0
0 | 0 |  |  |  | 0 | [11 empty] | 0 | 0 |  | 0 |  | 0 | [5 empty] | 0 |  | 0 |  | 0 |  | 0 |  | 0 |  | 0 |  | 0 |  | 0 |  |  | 0 | 0 | 0 |  |  | 0 | 0 | 0 | 0 | 0 | 0 | 0 | 0 | 0 | 0 | 0 | 0 | 0 | 0 | 0 | 0 | 0 | 0 | 0 | 0 | 0
0 | 0 |  |  |  | 0 | [11 empty] | 0 | 0 |  | 0 |  | 0 | [5 empty] | 0 |  | 0 |  | 0 |  | 0 |  | 0 |  | 0 |  | 0 |  | 0 |  |  | 0 | 0 | 0 |  |  | 0 | 0 | 0 | 0 | 0 | 0 | 0 | 0 | 0 | 0 | 0 | 0 | 0 | 0 | 0 | 0 | 0 | 0 | 0 | 0 | 0
0 | 0 |  |  |  | 0 | [11 empty] | 0 | 0 |  | 0 |  | 0 | [5 empty] | 0 |  | 0 |  | 0 |  | 0 |  | 0 |  | 0 |  | 0 |  | 0 |  |  | 0 | 0 | 0 |  |  | 0 | 0 | 0 | 0 | 0 | 0 | 0 | 0 | 0 | 0 | 0 | 0 | 0 | 0 | 0 | 0 | 0 | 0 | 0 | 0 | 0
0 | 0 |  |  |  | 0 | [11 empty] | 0 | 0 |  | 0 |  | 0 | [5 empty] | 0 |  | 0 |  | 0 |  | 0 |  | 0 |  | 0 |  | 0 |  | 0 |  |  | 0 | 0 | 0 |  |  | 0 | 0 | 0 | 0 | 0 | 0 | 0 | 0 | 0 | 0 | 0 | 0 | 0 | 0 | 0 | 0 | 0 | 0 | 0 | 0 | 0
0 | 0 |  |  |  | 0 | [11 empty] | 0 | 0 |  | 0 |  | 0 | [5 empty] | 0 |  | 0 |  | 0 |  | 0 |  | 0 |  | 0 |  | 0 |  | 0 |  |  | 0 | 0 | 0 |  |  | 0 | 0 | 0 | 0 | 0 | 0 | 0 | 0 | 0 | 0 | 0 | 0 | 0 | 0 | 0 | 0 | 0 | 0 | 0 | 0 | 0
0 | 0 |  |  |  | 0 | [11 empty] | 0 | 0 |  | 0 |  | 0 | [5 empty] | 0 |  | 0 |  | 0 |  | 0 |  | 0 |  | 0 |  | 0 |  | 0 |  |  | 0 | 0 | 0 |  |  | 0 | 0 | 0 | 0 | 0 | 0 | 0 | 0 | 0 | 0 | 0 | 0 | 0 | 0 | 0 | 0 | 0 | 0 | 0 | 0 | 0
0 | 0 |  |  |  | 0 | [11 empty] | 0 | 0 |  | 0 |  | 0 | [5 empty] | 0 |  | 0 |  | 0 |  | 0 |  | 0 |  | 0 |  | 0 |  | 0 |  |  | 0 | 0 | 0 |  |  | 0 | 0 | 0 | 0 | 0 | 0 | 0 | 0 | 0 | 0 | 0 | 0 | 0 | 0 | 0 | 0 | 0 | 0 | 0 | 0 | 0
0 | 0 |  |  |  | 0 | [11 empty] | 0 | 0 |  | 0 |  | 0 | [5 empty] | 0 |  | 0 |  | 0 |  | 0 |  | 0 |  | 0 |  | 0 |  | 0 |  |  | 0 | 0 | 0 |  |  | 0 | 0 | 0 | 0 | 0 | 0 | 0 | 0 | 0 | 0 | 0 | 0 | 0 | 0 | 0 | 0 | 0 | 0 | 0 | 0 | 0
0 | 0 |  |  |  | 0 | [11 empty] | 0 | 0 |  | 0 |  | 0 | [5 empty] | 0 |  | 0 |  | 0 |  | 0 |  | 0 |  | 0 |  | 0 |  | 0 |  |  | 0 | 0 | 0 |  |  | 0 | 0 | 0 | 0 | 0 | 0 | 0 | 0 | 0 | 0 | 0 | 0 | 0 | 0 | 0 | 0 | 0 | 0 | 0 | 0 | 0
0 | 0 |  |  |  | 0 | [11 empty] | 0 | 0 |  | 0 |  | 0 | [5 empty] | 0 |  | 0 |  | 0 |  | 0 |  | 0 |  | 0 |  | 0 |  | 0 |  |  | 0 | 0 | 0 |  |  | 0 | 0 | 0 | 0 | 0 | 0 | 0 | 0 | 0 | 0 | 0 | 0 | 0 | 0 | 0 | 0 | 0 | 0 | 0 | 0 | 0
0 | 0 |  |  |  | 0 | [11 empty] | 0 | 0 |  | 0 |  | 0 | [5 empty] | 0 |  | 0 |  | 0 |  | 0 |  | 0 |  | 0 |  | 0 |  | 0 |  |  | 0 | 0 | 0 |  |  | 0 | 0 | 0 | 0 | 0 | 0 | 0 | 0 | 0 | 0 | 0 | 0 | 0 | 0 | 0 | 0 | 0 | 0 | 0 | 0 | 0
0 | 0 |  |  |  | 0 | [11 empty] | 0 | 0 |  | 0 |  | 0 | [5 empty] | 0 |  | 0 |  | 0 |  | 0 |  | 0 |  | 0 |  | 0 |  | 0 |  |  | 0 | 0 | 0 |  |  | 0 | 0 | 0 | 0 | 0 | 0 | 0 | 0 | 0 | 0 | 0 | 0 | 0 | 0 | 0 | 0 | 0 | 0 | 0 | 0 | 0
0 | 0 |  |  |  | 0 | [11 empty] | 0 | 0 |  | 0 |  | 0 | [5 empty] | 0 |  | 0 |  | 0 |  | 0 |  | 0 |  | 0 |  | 0 |  | 0 |  |  | 0 | 0 | 0 |  |  | 0 | 0 | 0 | 0 | 0 | 0 | 0 | 0 | 0 | 0 | 0 | 0 | 0 | 0 | 0 | 0 | 0 | 0 | 0 | 0 | 0
0 | 0 |  |  |  | 0 | [11 empty] | 0 | 0 |  | 0 |  | 0 | [5 empty] | 0 |  | 0 |  | 0 |  | 0 |  | 0 |  | 0 |  | 0 |  | 0 |  |  | 0 | 0 | 0 |  |  | 0 | 0 | 0 | 0 | 0 | 0 | 0 | 0 | 0 | 0 | 0 | 0 | 0 | 0 | 0 | 0 | 0 | 0 | 0 | 0 | 0
0 | 0 |  |  |  | 0 | [11 empty] | 0 | 0 |  | 0 |  | 0 | [5 empty] | 0 |  | 0 |  | 0 |  | 0 |  | 0 |  | 0 |  | 0 |  | 0 |  |  | 0 | 0 | 0 |  |  | 0 | 0 | 0 | 0 | 0 | 0 | 0 | 0 | 0 | 0 | 0 | 0 | 0 | 0 | 0 | 0 | 0 | 0 | 0 | 0 | 0
0 | 0 |  |  |  | 0 | [11 empty] | 0 | 0 |  | 0 |  | 0 | [5 empty] | 0 |  | 0 |  | 0 |  | 0 |  | 0 |  | 0 |  | 0 |  | 0 |  |  | 0 | 0 | 0 |  |  | 0 | 0 | 0 | 0 | 0 | 0 | 0 | 0 | 0 | 0 | 0 | 0 | 0 | 0 | 0 | 0 | 0 | 0 | 0 | 0 | 0
0 | 0 |  |  |  | 0 | [11 empty] | 0 | 0 |  | 0 |  | 0 | [5 empty] | 0 |  | 0 |  | 0 |  | 0 |  | 0 |  | 0 |  | 0 |  | 0 |  |  | 0 | 0 | 0 |  |  | 0 | 0 | 0 | 0 | 0 | 0 | 0 | 0 | 0 | 0 | 0 | 0 | 0 | 0 | 0 | 0 | 0 | 0 | 0 | 0 | 0
0 | 0 |  |  |  | 0 | [11 empty] | 0 | 0 |  | 0 |  | 0 | [5 empty] | 0 |  | 0 |  | 0 |  | 0 |  | 0 |  | 0 |  | 0 |  | 0 |  |  | 0 | 0 | 0 |  |  | 0 | 0 | 0 | 0 | 0 | 0 | 0 | 0 | 0 | 0 | 0 | 0 | 0 | 0 | 0 | 0 | 0 | 0 | 0 | 0 | 0
0 | 0 |  |  |  | 0 | [11 empty] | 0 | 0 |  | 0 |  | 0 | [5 empty] | 0 |  | 0 |  | 0 |  | 0 |  | 0 |  | 0 |  | 0 |  | 0 |  |  | 0 | 0 | 0 |  |  | 0 | 0 | 0 | 0 | 0 | 0 | 0 | 0 | 0 | 0 | 0 | 0 | 0 | 0 | 0 | 0 | 0 | 0 | 0 | 0 | 0
0 | 0 |  |  |  | 0 | [11 empty] | 0 | 0 |  | 0 |  | 0 | [5 empty] | 0 |  | 0 |  | 0 |  | 0 |  | 0 |  | 0 |  | 0 |  | 0 |  |  | 0 | 0 | 0 |  |  | 0 | 0 | 0 | 0 | 0 | 0 | 0 | 0 | 0 | 0 | 0 | 0 | 0 | 0 | 0 | 0 | 0 | 0 | 0 | 0 | 0
0 | 0 |  |  |  | 0 | [11 empty] | 0 | 0 |  | 0 |  | 0 | [5 empty] | 0 |  | 0 |  | 0 |  | 0 |  | 0 |  | 0 |  | 0 |  | 0 |  |  | 0 | 0 | 0 |  |  | 0 | 0 | 0 | 0 | 0 | 0 | 0 | 0 | 0 | 0 | 0 | 0 | 0 | 0 | 0 | 0 | 0 | 0 | 0 | 0 | 0
0 | 0 |  |  |  | 0 | [11 empty] | 0 | 0 |  | 0 |  | 0 | [5 empty] | 0 |  | 0 |  | 0 |  | 0 |  | 0 |  | 0 |  | 0 |  | 0 |  |  | 0 | 0 | 0 |  |  | 0 | 0 | 0 | 0 | 0 | 0 | 0 | 0 | 0 | 0 | 0 | 0 | 0 | 0 | 0 | 0 | 0 | 0 | 0 | 0 | 0
0 | 0 |  |  |  | 0 | [11 empty] | 0 | 0 |  | 0 |  | 0 | [5 empty] | 0 |  | 0 |  | 0 |  | 0 |  | 0 |  | 0 |  | 0 |  | 0 |  |  | 0 | 0 | 0 |  |  | 0 | 0 | 0 | 0 | 0 | 0 | 0 | 0 | 0 | 0 | 0 | 0 | 0 | 0 | 0 | 0 | 0 | 0 | 0 | 0 | 0
0 | 0 |  |  |  | 0 | [11 empty] | 0 | 0 |  | 0 |  | 0 | [5 empty] | 0 |  | 0 |  | 0 |  | 0 |  | 0 |  | 0 |  | 0 |  | 0 |  |  | 0 | 0 | 0 |  |  | 0 | 0 | 0 | 0 | 0 | 0 | 0 | 0 | 0 | 0 | 0 | 0 | 0 | 0 | 0 | 0 | 0 | 0 | 0 | 0 | 0
0 | 0 |  |  |  | 0 | [11 empty] | 0 | 0 |  | 0 |  | 0 | [5 empty] | 0 |  | 0 |  | 0 |  | 0 |  | 0 |  | 0 |  | 0 |  | 0 |  |  | 0 | 0 | 0 |  |  | 0 | 0 | 0 | 0 | 0 | 0 | 0 | 0 | 0 | 0 | 0 | 0 | 0 | 0 | 0 | 0 | 0 | 0 | 0 | 0 | 0
0 | 0 |  |  |  | 0 | [11 empty] | 0 | 0 |  | 0 |  | 0 | [5 empty] | 0 |  | 0 |  | 0 |  | 0 |  | 0 |  | 0 |  | 0 |  | 0 |  |  | 0 | 0 | 0 |  |  | 0 | 0 | 0 | 0 | 0 | 0 | 0 | 0 | 0 | 0 | 0 | 0 | 0 | 0 | 0 | 0 | 0 | 0 | 0 | 0 | 0
0 | 0 |  |  |  | 0 | [11 empty] | 0 | 0 |  | 0 |  | 0 | [5 empty] | 0 |  | 0 |  | 0 |  | 0 |  | 0 |  | 0 |  | 0 |  | 0 |  |  | 0 | 0 | 0 |  |  | 0 | 0 | 0 | 0 | 0 | 0 | 0 | 0 | 0 | 0 | 0 | 0 | 0 | 0 | 0 | 0 | 0 | 0 | 0 | 0 | 0
0 | 0 |  |  |  | 0 | [11 empty] | 0 | 0 |  | 0 |  | 0 | [5 empty] | 0 |  | 0 |  | 0 |  | 0 |  | 0 |  | 0 |  | 0 |  | 0 |  |  | 0 | 0 | 0 |  |  | 0 | 0 | 0 | 0 | 0 | 0 | 0 | 0 | 0 | 0 | 0 | 0 | 0 | 0 | 0 | 0 | 0 | 0 | 0 | 0 | 0
0 | 0 |  |  |  | 0 | [11 empty] | 0 | 0 |  | 0 |  | 0 | [5 empty] | 0 |  | 0 |  | 0 |  | 0 |  | 0 |  | 0 |  | 0 |  | 0 |  |  | 0 | 0 | 0 |  |  | 0 | 0 | 0 | 0 | 0 | 0 | 0 | 0 | 0 | 0 | 0 | 0 | 0 | 0 | 0 | 0 | 0 | 0 | 0 | 0 | 0
0 | 0 |  |  |  | 0 | [11 empty] | 0 | 0 |  | 0 |  | 0 | [5 empty] | 0 |  | 0 |  | 0 |  | 0 |  | 0 |  | 0 |  | 0 |  | 0 |  |  | 0 | 0 | 0 |  |  | 0 | 0 | 0 | 0 | 0 | 0 | 0 | 0 | 0 | 0 | 0 | 0 | 0 | 0 | 0 | 0 | 0 | 0 | 0 | 0 | 0
0 | 0 |  |  |  | 0 | [11 empty] | 0 | 0 |  | 0 |  | 0 | [5 empty] | 0 |  | 0 |  | 0 |  | 0 |  | 0 |  | 0 |  | 0 |  | 0 |  |  | 0 | 0 | 0 |  |  | 0 | 0 | 0 | 0 | 0 | 0 | 0 | 0 | 0 | 0 | 0 | 0 | 0 | 0 | 0 | 0 | 0 | 0 | 0 | 0 | 0
0 | 0 |  |  |  | 0 | [11 empty] | 0 | 0 |  | 0 |  | 0 | [5 empty] | 0 |  | 0 |  | 0 |  | 0 |  | 0 |  | 0 |  | 0 |  | 0 |  |  | 0 | 0 | 0 |  |  | 0 | 0 | 0 | 0 | 0 | 0 | 0 | 0 | 0 | 0 | 0 | 0 | 0 | 0 | 0 | 0 | 0 | 0 | 0 | 0 | 0
0 | 0 |  |  |  | 0 | [11 empty] | 0 | 0 |  | 0 |  | 0 | [5 empty] | 0 |  | 0 |  | 0 |  | 0 |  | 0 |  | 0 |  | 0 |  | 0 |  |  | 0 | 0 | 0 |  |  | 0 | 0 | 0 | 0 | 0 | 0 | 0 | 0 | 0 | 0 | 0 | 0 | 0 | 0 | 0 | 0 | 0 | 0 | 0 | 0 | 0
0 | 0 |  |  |  | 0 | [11 empty] | 0 | 0 |  | 0 |  | 0 | [5 empty] | 0 |  | 0 |  | 0 |  | 0 |  | 0 |  | 0 |  | 0 |  | 0 |  |  | 0 | 0 | 0 |  |  | 0 | 0 | 0 | 0 | 0 | 0 | 0 | 0 | 0 | 0 | 0 | 0 | 0 | 0 | 0 | 0 | 0 | 0 | 0 | 0 | 0
0 | 0 |  |  |  | 0 | [11 empty] | 0 | 0 |  | 0 |  | 0 | [5 empty] | 0 |  | 0 |  | 0 |  | 0 |  | 0 |  | 0 |  | 0 |  | 0 |  |  | 0 | 0 | 0 |  |  | 0 | 0 | 0 | 0 | 0 | 0 | 0 | 0 | 0 | 0 | 0 | 0 | 0 | 0 | 0 | 0 | 0 | 0 | 0 | 0 | 0
0 | 0 |  |  |  | 0 | [11 empty] | 0 | 0 |  | 0 |  | 0 | [5 empty] | 0 |  | 0 |  | 0 |  | 0 |  | 0 |  | 0 |  | 0 |  | 0 |  |  | 0 | 0 | 0 |  |  | 0 | 0 | 0 | 0 | 0 | 0 | 0 | 0 | 0 | 0 | 0 | 0 | 0 | 0 | 0 | 0 | 0 | 0 | 0 | 0 | 0
0 | 0 |  |  |  | 0 | [11 empty] | 0 | 0 |  | 0 |  | 0 | [5 empty] | 0 |  | 0 |  | 0 |  | 0 |  | 0 |  | 0 |  | 0 |  | 0 |  |  | 0 | 0 | 0 |  |  | 0 | 0 | 0 | 0 | 0 | 0 | 0 | 0 | 0 | 0 | 0 | 0 | 0 | 0 | 0 | 0 | 0 | 0 | 0 | 0 | 0
0 | 0 |  |  |  | 0 | [11 empty] | 0 | 0 |  | 0 |  | 0 | [5 empty] | 0 |  | 0 |  | 0 |  | 0 |  | 0 |  | 0 |  | 0 |  | 0 |  |  | 0 | 0 | 0 |  |  | 0 | 0 | 0 | 0 | 0 | 0 | 0 | 0 | 0 | 0 | 0 | 0 | 0 | 0 | 0 | 0 | 0 | 0 | 0 | 0 | 0
0 | 0 |  |  |  | 0 | [11 empty] | 0 | 0 |  | 0 |  | 0 | [5 empty] | 0 |  | 0 |  | 0 |  | 0 |  | 0 |  | 0 |  | 0 |  | 0 |  |  | 0 | 0 | 0 |  |  | 0 | 0 | 0 | 0 | 0 | 0 | 0 | 0 | 0 | 0 | 0 | 0 | 0 | 0 | 0 | 0 | 0 | 0 | 0 | 0 | 0
0 | 0 |  |  |  | 0 | [11 empty] | 0 | 0 |  | 0 |  | 0 | [5 empty] | 0 |  | 0 |  | 0 |  | 0 |  | 0 |  | 0 |  | 0 |  | 0 |  |  | 0 | 0 | 0 |  |  | 0 | 0 | 0 | 0 | 0 | 0 | 0 | 0 | 0 | 0 | 0 | 0 | 0 | 0 | 0 | 0 | 0 | 0 | 0 | 0 | 0
0 | 0 |  |  |  | 0 | [11 empty] | 0 | 0 |  | 0 |  | 0 | [5 empty] | 0 |  | 0 |  | 0 |  | 0 |  | 0 |  | 0 |  | 0 |  | 0 |  |  | 0 | 0 | 0 |  |  | 0 | 0 | 0 | 0 | 0 | 0 | 0 | 0 | 0 | 0 | 0 | 0 | 0 | 0 | 0 | 0 | 0 | 0 | 0 | 0 | 0
0 | 0 |  |  |  | 0 | [11 empty] | 0 | 0 |  | 0 |  | 0 | [5 empty] | 0 |  | 0 |  | 0 |  | 0 |  | 0 |  | 0 |  | 0 |  | 0 |  |  | 0 | 0 | 0 |  |  | 0 | 0 | 0 | 0 | 0 | 0 | 0 | 0 | 0 | 0 | 0 | 0 | 0 | 0 | 0 | 0 | 0 | 0 | 0 | 0 | 0
0 | 0 |  |  |  | 0 | [11 empty] | 0 | 0 |  | 0 |  | 0 | [5 empty] | 0 |  | 0 |  | 0 |  | 0 |  | 0 |  | 0 |  | 0 |  | 0 |  |  | 0 | 0 | 0 |  |  | 0 | 0 | 0 | 0 | 0 | 0 | 0 | 0 | 0 | 0 | 0 | 0 | 0 | 0 | 0 | 0 | 0 | 0 | 0 | 0 | 0
0 | 0 |  |  |  | 0 | [11 empty] | 0 | 0 |  | 0 |  | 0 | [5 empty] | 0 |  | 0 |  | 0 |  | 0 |  | 0 |  | 0 |  | 0 |  | 0 |  |  | 0 | 0 | 0 |  |  | 0 | 0 | 0 | 0 | 0 | 0 | 0 | 0 | 0 | 0 | 0 | 0 | 0 | 0 | 0 | 0 | 0 | 0 | 0 | 0 | 0
0 | 0 |  |  |  | 0 | [11 empty] | 0 | 0 |  | 0 |  | 0 | [5 empty] | 0 |  | 0 |  | 0 |  | 0 |  | 0 |  | 0 |  | 0 |  | 0 |  |  | 0 | 0 | 0 |  |  | 0 | 0 | 0 | 0 | 0 | 0 | 0 | 0 | 0 | 0 | 0 | 0 | 0 | 0 | 0 | 0 | 0 | 0 | 0 | 0 | 0
0 | 0 |  |  |  | 0 | [11 empty] | 0 | 0 |  | 0 |  | 0 | [5 empty] | 0 |  | 0 |  | 0 |  | 0 |  | 0 |  | 0 |  | 0 |  | 0 |  |  | 0 | 0 | 0 |  |  | 0 | 0 | 0 | 0 | 0 | 0 | 0 | 0 | 0 | 0 | 0 | 0 | 0 | 0 | 0 | 0 | 0 | 0 | 0 | 0 | 0
0 | 0 |  |  |  | 0 | [11 empty] | 0 | 0 |  | 0 |  | 0 | [5 empty] | 0 |  | 0 |  | 0 |  | 0 |  | 0 |  | 0 |  | 0 |  | 0 |  |  | 0 | 0 | 0 |  |  | 0 | 0 | 0 | 0 | 0 | 0 | 0 | 0 | 0 | 0 | 0 | 0 | 0 | 0 | 0 | 0 | 0 | 0 | 0 | 0 | 0
0 | 0 |  |  |  | 0 | [11 empty] | 0 | 0 |  | 0 |  | 0 | [5 empty] | 0 |  | 0 |  | 0 |  | 0 |  | 0 |  | 0 |  | 0 |  | 0 |  |  | 0 | 0 | 0 |  |  | 0 | 0 | 0 | 0 | 0 | 0 | 0 | 0 | 0 | 0 | 0 | 0 | 0 | 0 | 0 | 0 | 0 | 0 | 0 | 0 | 0
0 | 0 |  |  |  | 0 | [11 empty] | 0 | 0 |  | 0 |  | 0 | [5 empty] | 0 |  | 0 |  | 0 |  | 0 |  | 0 |  | 0 |  | 0 |  | 0 |  |  | 0 | 0 | 0 |  |  | 0 | 0 | 0 | 0 | 0 | 0 | 0 | 0 | 0 | 0 | 0 | 0 | 0 | 0 | 0 | 0 | 0 | 0 | 0 | 0 | 0
0 | 0 |  |  |  | 0 | [11 empty] | 0 | 0 |  | 0 |  | 0 | [5 empty] | 0 |  | 0 |  | 0 |  | 0 |  | 0 |  | 0 |  | 0 |  | 0 |  |  | 0 | 0 | 0 |  |  | 0 | 0 | 0 | 0 | 0 | 0 | 0 | 0 | 0 | 0 | 0 | 0 | 0 | 0 | 0 | 0 | 0 | 0 | 0 | 0 | 0
0 | 0 |  |  |  | 0 | [11 empty] | 0 | 0 |  | 0 |  | 0 | [5 empty] | 0 |  | 0 |  | 0 |  | 0 |  | 0 |  | 0 |  | 0 |  | 0 |  |  | 0 | 0 | 0 |  |  | 0 | 0 | 0 | 0 | 0 | 0 | 0 | 0 | 0 | 0 | 0 | 0 | 0 | 0 | 0 | 0 | 0 | 0 | 0 | 0 | 0
0 | 0 |  |  |  | 0 | [11 empty] | 0 | 0 |  | 0 |  | 0 | [5 empty] | 0 |  | 0 |  | 0 |  | 0 |  | 0 |  | 0 |  | 0 |  | 0 |  |  | 0 | 0 | 0 |  |  | 0 | 0 | 0 | 0 | 0 | 0 | 0 | 0 | 0 | 0 | 0 | 0 | 0 | 0 | 0 | 0 | 0 | 0 | 0 | 0 | 0
0 | 0 |  |  |  | 0 | [11 empty] | 0 | 0 |  | 0 |  | 0 | [5 empty] | 0 |  | 0 |  | 0 |  | 0 |  | 0 |  | 0 |  | 0 |  | 0 |  |  | 0 | 0 | 0 |  |  | 0 | 0 | 0 | 0 | 0 | 0 | 0 | 0 | 0 | 0 | 0 | 0 | 0 | 0 | 0 | 0 | 0 | 0 | 0 | 0 | 0
0 | 0 |  |  |  | 0 | [11 empty] | 0 | 0 |  | 0 |  | 0 | [5 empty] | 0 |  | 0 |  | 0 |  | 0 |  | 0 |  | 0 |  | 0 |  | 0 |  |  | 0 | 0 | 0 |  |  | 0 | 0 | 0 | 0 | 0 | 0 | 0 | 0 | 0 | 0 | 0 | 0 | 0 | 0 | 0 | 0 | 0 | 0 | 0 | 0 | 0
0 | 0 |  |  |  | 0 | [11 empty] | 0 | 0 |  | 0 |  | 0 | [5 empty] | 0 |  | 0 |  | 0 |  | 0 |  | 0 |  | 0 |  | 0 |  | 0 |  |  | 0 | 0 | 0 |  |  | 0 | 0 | 0 | 0 | 0 | 0 | 0 | 0 | 0 | 0 | 0 | 0 | 0 | 0 | 0 | 0 | 0 | 0 | 0 | 0 | 0
0 | 0 |  |  |  | 0 | [11 empty] | 0 | 0 |  | 0 |  | 0 | [5 empty] | 0 |  | 0 |  | 0 |  | 0 |  | 0 |  | 0 |  | 0 |  | 0 |  |  | 0 | 0 | 0 |  |  | 0 | 0 | 0 | 0 | 0 | 0 | 0 | 0 | 0 | 0 | 0 | 0 | 0 | 0 | 0 | 0 | 0 | 0 | 0 | 0 | 0
0 | 0 |  |  |  | 0 | [11 empty] | 0 | 0 |  | 0 |  | 0 | [5 empty] | 0 |  | 0 |  | 0 |  | 0 |  | 0 |  | 0 |  | 0 |  | 0 |  |  | 0 | 0 | 0 |  |  | 0 | 0 | 0 | 0 | 0 | 0 | 0 | 0 | 0 | 0 | 0 | 0 | 0 | 0 | 0 | 0 | 0 | 0 | 0 | 0 | 0
0 | 0 |  |  |  | 0 | [11 empty] | 0 | 0 |  | 0 |  | 0 | [5 empty] | 0 |  | 0 |  | 0 |  | 0 |  | 0 |  | 0 |  | 0 |  | 0 |  |  | 0 | 0 | 0 |  |  | 0 | 0 | 0 | 0 | 0 | 0 | 0 | 0 | 0 | 0 | 0 | 0 | 0 | 0 | 0 | 0 | 0 | 0 | 0 | 0 | 0
0 | 0 |  |  |  | 0 | [11 empty] | 0 | 0 |  | 0 |  | 0 | [5 empty] | 0 |  | 0 |  | 0 |  | 0 |  | 0 |  | 0 |  | 0 |  | 0 |  |  | 0 | 0 | 0 |  |  | 0 | 0 | 0 | 0 | 0 | 0 | 0 | 0 | 0 | 0 | 0 | 0 | 0 | 0 | 0 | 0 | 0 | 0 | 0 | 0 | 0
0 | 0 |  |  |  | 0 | [11 empty] | 0 | 0 |  | 0 |  | 0 | [5 empty] | 0 |  | 0 |  | 0 |  | 0 |  | 0 |  | 0 |  | 0 |  | 0 |  |  | 0 | 0 | 0 |  |  | 0 | 0 | 0 | 0 | 0 | 0 | 0 | 0 | 0 | 0 | 0 | 0 | 0 | 0 | 0 | 0 | 0 | 0 | 0 | 0 | 0
0 | 0 |  |  |  | 0 | [11 empty] | 0 | 0 |  | 0 |  | 0 | [5 empty] | 0 |  | 0 |  | 0 |  | 0 |  | 0 |  | 0 |  | 0 |  | 0 |  |  | 0 | 0 | 0 |  |  | 0 | 0 | 0 | 0 | 0 | 0 | 0 | 0 | 0 | 0 | 0 | 0 | 0 | 0 | 0 | 0 | 0 | 0 | 0 | 0 | 0
0 | 0 |  |  |  | 0 | [11 empty] | 0 | 0 |  | 0 |  | 0 | [5 empty] | 0 |  | 0 |  | 0 |  | 0 |  | 0 |  | 0 |  | 0 |  | 0 |  |  | 0 | 0 | 0 |  |  | 0 | 0 | 0 | 0 | 0 | 0 | 0 | 0 | 0 | 0 | 0 | 0 | 0 | 0 | 0 | 0 | 0 | 0 | 0 | 0 | 0
0 | 0 |  |  |  | 0 | [11 empty] | 0 | 0 |  | 0 |  | 0 | [5 empty] | 0 |  | 0 |  | 0 |  | 0 |  | 0 |  | 0 |  | 0 |  | 0 |  |  | 0 | 0 | 0 |  |  | 0 | 0 | 0 | 0 | 0 | 0 | 0 | 0 | 0 | 0 | 0 | 0 | 0 | 0 | 0 | 0 | 0 | 0 | 0 | 0 | 0
0 | 0 |  |  |  | 0 | [11 empty] | 0 | 0 |  | 0 |  | 0 | [5 empty] | 0 |  | 0 |  | 0 |  | 0 |  | 0 |  | 0 |  | 0 |  | 0 |  |  | 0 | 0 | 0 |  |  | 0 | 0 | 0 | 0 | 0 | 0 | 0 | 0 | 0 | 0 | 0 | 0 | 0 | 0 | 0 | 0 | 0 | 0 | 0 | 0 | 0
0 | 0 |  |  |  | 0 | [11 empty] | 0 | 0 |  | 0 |  | 0 | [5 empty] | 0 |  | 0 |  | 0 |  | 0 |  | 0 |  | 0 |  | 0 |  | 0 |  |  | 0 | 0 | 0 |  |  | 0 | 0 | 0 | 0 | 0 | 0 | 0 | 0 | 0 | 0 | 0 | 0 | 0 | 0 | 0 | 0 | 0 | 0 | 0 | 0 | 0
0 | 0 |  |  |  | 0 | [11 empty] | 0 | 0 |  | 0 |  | 0 | [5 empty] | 0 |  | 0 |  | 0 |  | 0 |  | 0 |  | 0 |  | 0 |  | 0 |  |  | 0 | 0 | 0 |  |  | 0 | 0 | 0 | 0 | 0 | 0 | 0 | 0 | 0 | 0 | 0 | 0 | 0 | 0 | 0 | 0 | 0 | 0 | 0 | 0 | 0
0 | 0 |  |  |  | 0 | [11 empty] | 0 | 0 |  | 0 |  | 0 | [5 empty] | 0 |  | 0 |  | 0 |  | 0 |  | 0 |  | 0 |  | 0 |  | 0 |  |  | 0 | 0 | 0 |  |  | 0 | 0 | 0 | 0 | 0 | 0 | 0 | 0 | 0 | 0 | 0 | 0 | 0 | 0 | 0 | 0 | 0 | 0 | 0 | 0 | 0
0 | 0 |  |  |  | 0 | [11 empty] | 0 | 0 |  | 0 |  | 0 | [5 empty] | 0 |  | 0 |  | 0 |  | 0 |  | 0 |  | 0 |  | 0 |  | 0 |  |  | 0 | 0 | 0 |  |  | 0 | 0 | 0 | 0 | 0 | 0 | 0 | 0 | 0 | 0 | 0 | 0 | 0 | 0 | 0 | 0 | 0 | 0 | 0 | 0 | 0
0 | 0 |  |  |  | 0 | [11 empty] | 0 | 0 |  | 0 |  | 0 | [5 empty] | 0 |  | 0 |  | 0 |  | 0 |  | 0 |  | 0 |  | 0 |  | 0 |  |  | 0 | 0 | 0 |  |  | 0 | 0 | 0 | 0 | 0 | 0 | 0 | 0 | 0 | 0 | 0 | 0 | 0 | 0 | 0 | 0 | 0 | 0 | 0 | 0 | 0
0 | 0 |  |  |  | 0 | [11 empty] | 0 | 0 |  | 0 |  | 0 | [5 empty] | 0 |  | 0 |  | 0 |  | 0 |  | 0 |  | 0 |  | 0 |  | 0 |  |  | 0 | 0 | 0 |  |  | 0 | 0 | 0 | 0 | 0 | 0 | 0 | 0 | 0 | 0 | 0 | 0 | 0 | 0 | 0 | 0 | 0 | 0 | 0 | 0 | 0
0
[6 empty] | END |  | Total Price for Schedule 2 | [9 empty] | 0 |  | 0 |  | 0 | Baht |  | Baht |  | Baht |  | Baht |  | Baht |  |  | 0 | Baht |  | Baht |  | Baht |  | Baht |  |  |  |  | Baht | Baht |  |  | Baht | Baht | Baht | Baht | Baht | Baht | Baht | Baht | Baht | Baht | Baht | Baht | Baht | Baht | Baht | Baht | Baht | Baht | Baht | Baht | Baht | bar: 79 to 81
[18 empty] | 0 |  | 0 |  | 0 | [5 empty] | 0 |  | 0 |  | 0 |  | 0 |  | 0 |  | 0 |  | 0 |  | 0 |  |  |  | 0 | 0 |  |  | 0 | 0 | 0 | 0 | 0 | 0 | 0 | 0 | 0 | 0 | 0 | 0 | 0 | 0 | 0 | 0 | 0 | 0 | 0 | 0 | 0 | bar: 79 to 81
[18 empty] | 0 |  | 0 |  | 0 | [11 empty] | 0 | bar: 79 to 81
[18 empty] | 0 |  | 0 |  | 0 | [11 empty] | 0 | bar: 79 to 81
[18 empty] | 0 |  | 0 |  | 0 | [11 empty] | 0
[18 empty] | 0 |  | 0 |  | 0 | [11 empty] | 0
[18 empty] | 0 |  | 0 |  | 0 | [11 empty] | 0
[18 empty] | 0 |  | 0 |  | 0 | [11 empty] | 0
000000000000000000000000000000000000000
0000000000000000000000000000000000000000
000000000000000000000
[8 empty] | 0 | 0 |  |  |  |  | 0000000000000000000000000000000000000000000000000000000000000000000000000000000000000000000000000000
[8 empty] | 0 | 0
[8 empty] | 0 | 0
[8 empty] | 0 | 0
[8 empty] | 0 | 0
[8 empty] | 0 | 0
[8 empty] | 0 | 0
[8 empty] | 0 | 0
[8 empty] | 0 | 0
[8 empty] | 0 | 0
[8 empty] | 0 | 0
[8 empty] | 0 | 0
[8 empty] | 0 | 0
[8 empty] | 0 | 0
[8 empty] | 0 | 0
[8 empty] | 0 | 0
[8 empty] | 0 | 0
[8 empty] | 0 | 0
[8 empty] | 0 | 0
[8 empty] | 0 | 0
[8 empty] | 0 | 0
[8 empty] | 0 | 0
[8 empty] | 0 | 0
[8 empty] | 0 | 0
[8 empty] | 0 | 0
[8 empty] | 0 | 0
[8 empty] | 0 | 0
[8 empty] | 0 | 0
[8 empty] | 0 | 0
[8 empty] | 0 | 0
[8 empty] | 0 | 0
[8 empty] | 0 | 0
[8 empty] | 0 | 0
[8 empty] | 0 | 0
[8 empty] | 0 | 0
[8 empty] | 0 | 0
[8 empty] | 0 | 0
[8 empty] | 0 | 0
[8 empty] | 0 | 0
[8 empty] | 0 | 0
[8 empty] | 0 | 0
[8 empty] | 0 | 0
[8 empty] | 0 | 0
[8 empty] | 0 | 0
[8 empty] | 0 | 0
[8 empty] | 0 | 0
[8 empty] | 0 | 0
[8 empty] | 0 | 0
[8 empty] | 0 | 0
[8 empty] | 0 | 0
[8 empty] | 0 | 0
[8 empty] | 0 | 0
[8 empty] | 0 | 0
[8 empty] | 0 | 0
[8 empty] | 0 | 0
[8 empty] | 0 | 0
[8 empty] | 0 | 0
[8 empty] | 0 | 0
[8 empty] | 0 | 0
[8 empty] | 0 | 0
[8 empty] | 0 | 0
[8 empty] | 0 | 0
[8 empty] | 0 | 0
[8 empty] | 0 | 0
[8 empty] | 0 | 0
[8 empty] | 0 | 0
[8 empty] | 0 | 0
[8 empty] | 0 | 0
[8 empty] | 0 | 0
[8 empty] | 0 | 0
[8 empty] | 0 | 0
[8 empty] | 0 | 0
[8 empty] | 0 | 0
[8 empty] | 0 | 0
[8 empty] | 0 | 0
[8 empty] | 0 | 0
[8 empty] | 0 | 0
[8 empty] | 0 | 0
[8 empty] | 0 | 0
[8 empty] | 0 | 0
[8 empty] | 0 | 0
[8 empty] | 0 | 0
[8 empty] | 0 | 0
[8 empty] | 0 | 0
[8 empty] | 0 | 0
[8 empty] | 0 | 0
[8 empty] | 0 | 0
[8 empty] | 0 | 0
[8 empty] | 0 | 0
[8 empty] | 0 | 0
[8 empty] | 0 | 0
[8 empty] | 0 | 0
[8 empty] | 0 | 0
[8 empty] | 0 | 0
[8 empty] | 0 | 0
[8 empty] | 0 | 0
[8 empty] | 0 | 0
[8 empty] | 0 | 0
[8 empty] | 0 | 0
[8 empty] | 0 | 0

## Sch 2 old (hidden)
INVITATION TO BID NO. TIEC-CR-13
Schedule 2 :
[77 empty] | 79 | 80 | 81 | 82 | 83 | 84 | 85 | 86 | 87 | 88 | 89 | 90 | 91 | 92 | 93 | 94 | 95 | 96 | 97 | 98 | 99 | 100 | 101 | 102 | 103 | 104 | 105 | 106 | 107 | 108 | 109 | 110 | 111 | 112 | 113 | 114 | 115 | 116 | 117 | 118 | 119 | 120 | 121 | 122 | 123 | 124 | 125 | 126 | 127 | 128
[8 empty] | SUPPLY OF CONTROL AND PROTECTION EQUIPMENT | [62 empty] | 72 | 73 | 75 | 76 | 77 | 78 | 82: Breakdown per Item :
[8 empty] | TRANSMISSION SYSTEM IMPROVEMENT PROJECT IN NORTHEASTERN, LOWER NORTHERN, CENTRAL REGIONS AND BANGKOK AREA TO ENHANCE SYSTEM SECURITY | [68 empty] | 82: Schedule :
System :
Job No. | Substation | Delivery Required by EGAT |  |  |  | Material group | Code No. | Item No. | Description | Short Description | Drawing No. / Reference No. | Qty. | Unit | Currency | Supply of Equipment |  |  |  | Supply of Equipment |  | Supply of Equipment |  | Supply of Equipment |  |  |  | Supply of Equipment |  | Supply of Equipment |  | Supply of Equipment |  | Foreign Currency |  | Local Currency |  | Local Transportation |  | Local Transportation, Construction and Installation |  | Purchase Price Offered for Dismantled Equipment |  | Plant |  | UOM | [25 empty] | Irrelevant | Incoterm | Account Assignment | Cost Object | Fund Center |  | 105: CFR Thai Port; 107: CIF Thai Port; 109: DDP EGAT 's Store; 111: Local Transportation; 113: Custom Clearance; 115: DDP EGAT 's Store; 117: Ex-works Price; 119: Local Transportation; 121: Foreign Currency; 123: Local Currency; 125: Local Transportation to EGAT 's Store; 127: Local Transportation, Construction and Installation | Long Description | Short Description
|  | (with in months after receipt of the notification of award) | [12 empty] | Foreign Supply |  |  |  | Foreign Supply |  | Foreign Supply |  | Foreign Supply | [5 empty] | Local Supply |  | Local Supply | [16 empty] | Preference | % Import Duty | Preference | CFR Price | CIF Price | Foreign Currency | Ex-works Price | Local Currency | Local Transportation | Local Transportation, | Marine Insurance Price | Customs Clearance | Import Duty Price | VAT for Imported Equipment | VAT for Import Duty | VAT for | VAT for Ex-works Price | VAT for | VAT for | VAT for Transportation, Construction and Installation | Foreign | Local | Evaluation Price | [6 empty] | 115: ( excluding VAT ); 117: ( excluding VAT )
[5 empty] | Completion Date | [9 empty] | FOB Vessel | Cost of | CFR Thai Port |  | CIF Thai Port |  | DDP EGAT 's Store |  | Local Transportation |  | Custom Clearance |  | DDP EGAT 's Store |  | Ex-works Price |  | Local Transportation | [12 empty] | Breakdown tab |  | Proposed Price | Evaluation Price | Status | [7 empty] | to EGAT 's Store | Construction and | [5 empty] | Foreign Currency |  | Local Currency | Local Transportation |  | Price Adjustment | Price Adjustment | [7 empty] | 104: Incoterm; 105: CFR; 107: CIF; 109: DDP; 111: ZTF; 113: ZCC; 115: DDP; 117: EXW; 119: ZTL; 125: ZTT; 127: ZCN
|  | CFR Thai Port | DDP or EGAT's Store | Ex-works | [11 empty] | Transportation | [10 empty] | ( excluding VAT ) |  | ( excluding VAT ) |  | ( excluding VAT ) |  |  |  | ( excluding VAT ) |  | ( excluding VAT ) |  | ( excluding VAT ) |  | ( including VAT ) | [15 empty] | Installation | [%Insure(110%(CFR))] | [%Custom(CIF)] | [%Import Duty(CIF)] | [ %VAT(CFR/CIF) ] | [ %VAT( Import Duty) ] | [ %VAT(Foreign Currency) ] | [ %VAT(Ex-works Price) ] | [ %VAT(Local Currency) ] | to EGAT 's Store | [10 empty] | 104: Material group; 111: SV-TRN-MT; 113: SV-CTM; 119: SV-TRN-MT; 125: SV-TRN-MT; 127: SV-CVL
[16 empty] | to Thai Port | [6 empty] | Baht |  | Baht |  | Baht |  | Baht |  | Baht |  |  |  | Baht |  | Baht |  | Baht |  | Baht |  |  |  |  | Baht | Baht |  |  | Baht | Baht | Baht | Baht | Baht | Baht | Baht | Baht | Baht | Baht | Baht | Baht | Baht | Baht | Baht | Baht | Baht | Baht | Baht | Baht | Baht
|  | (month) | (month) | (month) | (month) | [9 empty] | Unit Price | Unit Price | Unit Price | Amount | Unit Price | Amount | Unit Price | Amount | Unit Price | Amount | Unit Price | Amount | Unit Price | Amount | Unit Price | Amount | Unit Price | Amount | Unit Price | Amount | Unit Price | Amount | Unit Price | Amount | Unit Price | Amount | Unit Price | Amount | [5 empty] | (Y/N) | (IPDTY) | (PRF) | (CFR) | (CIF) | (FC) | (EW) | (LC) | (LT) | (TCI) | (MI) | (CC) | ( IDP) | (VATIE) | (VATID) | (VATFC) | (VATEW) | (VATLC) | (VATLT) | (VATTCI) | (FPA) | (LPA) | (EVAPR)
0 | 0 |  |  |  | 0 | [11 empty] | 0 | 0 |  | 0 |  | 0 | [5 empty] | 0 |  | 0 |  | 0 |  | 0 |  | 0 |  | 0 |  | 0 |  | 0 |  |  | 0 | 0 | 0 |  |  | 0 | 0 | 0 | 0 | 0 | 0 | 0 | 0 | 0 | 0 | 0 | 0 | 0 | 0 | 0 | 0 | 0 | 0 | 0 | 0 | 0
0 | 0 |  |  |  | 0 | [11 empty] | 0 | 0 |  | 0 |  | 0 | [5 empty] | 0 |  | 0 |  | 0 |  | 0 |  | 0 |  | 0 |  | 0 |  | 0 |  |  | 0 | 0 | 0 |  |  | 0 | 0 | 0 | 0 | 0 | 0 | 0 | 0 | 0 | 0 | 0 | 0 | 0 | 0 | 0 | 0 | 0 | 0 | 0 | 0 | 0
0 | 0 |  |  |  | 0 | [11 empty] | 0 | 0 |  | 0 |  | 0 | [5 empty] | 0 |  | 0 |  | 0 |  | 0 |  | 0 |  | 0 |  | 0 |  | 0 |  |  | 0 | 0 | 0 |  |  | 0 | 0 | 0 | 0 | 0 | 0 | 0 | 0 | 0 | 0 | 0 | 0 | 0 | 0 | 0 | 0 | 0 | 0 | 0 | 0 | 0
0 | 0 |  |  |  | 0 | [11 empty] | 0 | 0 |  | 0 |  | 0 | [5 empty] | 0 |  | 0 |  | 0 |  | 0 |  | 0 |  | 0 |  | 0 |  | 0 |  |  | 0 | 0 | 0 |  |  | 0 | 0 | 0 | 0 | 0 | 0 | 0 | 0 | 0 | 0 | 0 | 0 | 0 | 0 | 0 | 0 | 0 | 0 | 0 | 0 | 0
0 | 0 |  |  |  | 0 | [11 empty] | 0 | 0 |  | 0 |  | 0 | [5 empty] | 0 |  | 0 |  | 0 |  | 0 |  | 0 |  | 0 |  | 0 |  | 0 |  |  | 0 | 0 | 0 |  |  | 0 | 0 | 0 | 0 | 0 | 0 | 0 | 0 | 0 | 0 | 0 | 0 | 0 | 0 | 0 | 0 | 0 | 0 | 0 | 0 | 0
0 | 0 |  |  |  | 0 | [11 empty] | 0 | 0 |  | 0 |  | 0 | [5 empty] | 0 |  | 0 |  | 0 |  | 0 |  | 0 |  | 0 |  | 0 |  | 0 |  |  | 0 | 0 | 0 |  |  | 0 | 0 | 0 | 0 | 0 | 0 | 0 | 0 | 0 | 0 | 0 | 0 | 0 | 0 | 0 | 0 | 0 | 0 | 0 | 0 | 0
0 | 0 |  |  |  | 0 | [11 empty] | 0 | 0 |  | 0 |  | 0 | [5 empty] | 0 |  | 0 |  | 0 |  | 0 |  | 0 |  | 0 |  | 0 |  | 0 |  |  | 0 | 0 | 0 |  |  | 0 | 0 | 0 | 0 | 0 | 0 | 0 | 0 | 0 | 0 | 0 | 0 | 0 | 0 | 0 | 0 | 0 | 0 | 0 | 0 | 0
0 | 0 |  |  |  | 0 | [11 empty] | 0 | 0 |  | 0 |  | 0 | [5 empty] | 0 |  | 0 |  | 0 |  | 0 |  | 0 |  | 0 |  | 0 |  | 0 |  |  | 0 | 0 | 0 |  |  | 0 | 0 | 0 | 0 | 0 | 0 | 0 | 0 | 0 | 0 | 0 | 0 | 0 | 0 | 0 | 0 | 0 | 0 | 0 | 0 | 0
0 | 0 |  |  |  | 0 | [11 empty] | 0 | 0 |  | 0 |  | 0 | [5 empty] | 0 |  | 0 |  | 0 |  | 0 |  | 0 |  | 0 |  | 0 |  | 0 |  |  | 0 | 0 | 0 |  |  | 0 | 0 | 0 | 0 | 0 | 0 | 0 | 0 | 0 | 0 | 0 | 0 | 0 | 0 | 0 | 0 | 0 | 0 | 0 | 0 | 0
0 | 0 |  |  |  | 0 | [11 empty] | 0 | 0 |  | 0 |  | 0 | [5 empty] | 0 |  | 0 |  | 0 |  | 0 |  | 0 |  | 0 |  | 0 |  | 0 |  |  | 0 | 0 | 0 |  |  | 0 | 0 | 0 | 0 | 0 | 0 | 0 | 0 | 0 | 0 | 0 | 0 | 0 | 0 | 0 | 0 | 0 | 0 | 0 | 0 | 0
0 | 0 |  |  |  | 0 | [11 empty] | 0 | 0 |  | 0 |  | 0 | [5 empty] | 0 |  | 0 |  | 0 |  | 0 |  | 0 |  | 0 |  | 0 |  | 0 |  |  | 0 | 0 | 0 |  |  | 0 | 0 | 0 | 0 | 0 | 0 | 0 | 0 | 0 | 0 | 0 | 0 | 0 | 0 | 0 | 0 | 0 | 0 | 0 | 0 | 0
0 | 0 |  |  |  | 0 | [11 empty] | 0 | 0 |  | 0 |  | 0 | [5 empty] | 0 |  | 0 |  | 0 |  | 0 |  | 0 |  | 0 |  | 0 |  | 0 |  |  | 0 | 0 | 0 |  |  | 0 | 0 | 0 | 0 | 0 | 0 | 0 | 0 | 0 | 0 | 0 | 0 | 0 | 0 | 0 | 0 | 0 | 0 | 0 | 0 | 0
0 | 0 |  |  |  | 0 | [11 empty] | 0 | 0 |  | 0 |  | 0 | [5 empty] | 0 |  | 0 |  | 0 |  | 0 |  | 0 |  | 0 |  | 0 |  | 0 |  |  | 0 | 0 | 0 |  |  | 0 | 0 | 0 | 0 | 0 | 0 | 0 | 0 | 0 | 0 | 0 | 0 | 0 | 0 | 0 | 0 | 0 | 0 | 0 | 0 | 0
0 | 0 |  |  |  | 0 | [11 empty] | 0 | 0 |  | 0 |  | 0 | [5 empty] | 0 |  | 0 |  | 0 |  | 0 |  | 0 |  | 0 |  | 0 |  | 0 |  |  | 0 | 0 | 0 |  |  | 0 | 0 | 0 | 0 | 0 | 0 | 0 | 0 | 0 | 0 | 0 | 0 | 0 | 0 | 0 | 0 | 0 | 0 | 0 | 0 | 0
0 | 0 |  |  |  | 0 | [11 empty] | 0 | 0 |  | 0 |  | 0 | [5 empty] | 0 |  | 0 |  | 0 |  | 0 |  | 0 |  | 0 |  | 0 |  | 0 |  |  | 0 | 0 | 0 |  |  | 0 | 0 | 0 | 0 | 0 | 0 | 0 | 0 | 0 | 0 | 0 | 0 | 0 | 0 | 0 | 0 | 0 | 0 | 0 | 0 | 0
0 | 0 |  |  |  | 0 | [11 empty] | 0 | 0 |  | 0 |  | 0 | [5 empty] | 0 |  | 0 |  | 0 |  | 0 |  | 0 |  | 0 |  | 0 |  | 0 |  |  | 0 | 0 | 0 |  |  | 0 | 0 | 0 | 0 | 0 | 0 | 0 | 0 | 0 | 0 | 0 | 0 | 0 | 0 | 0 | 0 | 0 | 0 | 0 | 0 | 0
0 | 0 |  |  |  | 0 | [11 empty] | 0 | 0 |  | 0 |  | 0 | [5 empty] | 0 |  | 0 |  | 0 |  | 0 |  | 0 |  | 0 |  | 0 |  | 0 |  |  | 0 | 0 | 0 |  |  | 0 | 0 | 0 | 0 | 0 | 0 | 0 | 0 | 0 | 0 | 0 | 0 | 0 | 0 | 0 | 0 | 0 | 0 | 0 | 0 | 0
0 | 0 |  |  |  | 0 | [11 empty] | 0 | 0 |  | 0 |  | 0 | [5 empty] | 0 |  | 0 |  | 0 |  | 0 |  | 0 |  | 0 |  | 0 |  | 0 |  |  | 0 | 0 | 0 |  |  | 0 | 0 | 0 | 0 | 0 | 0 | 0 | 0 | 0 | 0 | 0 | 0 | 0 | 0 | 0 | 0 | 0 | 0 | 0 | 0 | 0
0 | 0 |  |  |  | 0 | [11 empty] | 0 | 0 |  | 0 |  | 0 | [5 empty] | 0 |  | 0 |  | 0 |  | 0 |  | 0 |  | 0 |  | 0 |  | 0 |  |  | 0 | 0 | 0 |  |  | 0 | 0 | 0 | 0 | 0 | 0 | 0 | 0 | 0 | 0 | 0 | 0 | 0 | 0 | 0 | 0 | 0 | 0 | 0 | 0 | 0
0 | 0 |  |  |  | 0 | [11 empty] | 0 | 0 |  | 0 |  | 0 | [5 empty] | 0 |  | 0 |  | 0 |  | 0 |  | 0 |  | 0 |  | 0 |  | 0 |  |  | 0 | 0 | 0 |  |  | 0 | 0 | 0 | 0 | 0 | 0 | 0 | 0 | 0 | 0 | 0 | 0 | 0 | 0 | 0 | 0 | 0 | 0 | 0 | 0 | 0
0 | 0 |  |  |  | 0 | [11 empty] | 0 | 0 |  | 0 |  | 0 | [5 empty] | 0 |  | 0 |  | 0 |  | 0 |  | 0 |  | 0 |  | 0 |  | 0 |  |  | 0 | 0 | 0 |  |  | 0 | 0 | 0 | 0 | 0 | 0 | 0 | 0 | 0 | 0 | 0 | 0 | 0 | 0 | 0 | 0 | 0 | 0 | 0 | 0 | 0
0 | 0 |  |  |  | 0 | [11 empty] | 0 | 0 |  | 0 |  | 0 | [5 empty] | 0 |  | 0 |  | 0 |  | 0 |  | 0 |  | 0 |  | 0 |  | 0 |  |  | 0 | 0 | 0 |  |  | 0 | 0 | 0 | 0 | 0 | 0 | 0 | 0 | 0 | 0 | 0 | 0 | 0 | 0 | 0 | 0 | 0 | 0 | 0 | 0 | 0
0 | 0 |  |  |  | 0 | [11 empty] | 0 | 0 |  | 0 |  | 0 | [5 empty] | 0 |  | 0 |  | 0 |  | 0 |  | 0 |  | 0 |  | 0 |  | 0 |  |  | 0 | 0 | 0 |  |  | 0 | 0 | 0 | 0 | 0 | 0 | 0 | 0 | 0 | 0 | 0 | 0 | 0 | 0 | 0 | 0 | 0 | 0 | 0 | 0 | 0
0 | 0 |  |  |  | 0 | [11 empty] | 0 | 0 |  | 0 |  | 0 | [5 empty] | 0 |  | 0 |  | 0 |  | 0 |  | 0 |  | 0 |  | 0 |  | 0 |  |  | 0 | 0 | 0 |  |  | 0 | 0 | 0 | 0 | 0 | 0 | 0 | 0 | 0 | 0 | 0 | 0 | 0 | 0 | 0 | 0 | 0 | 0 | 0 | 0 | 0
0 | 0 |  |  |  | 0 | [11 empty] | 0 | 0 |  | 0 |  | 0 | [5 empty] | 0 |  | 0 |  | 0 |  | 0 |  | 0 |  | 0 |  | 0 |  | 0 |  |  | 0 | 0 | 0 |  |  | 0 | 0 | 0 | 0 | 0 | 0 | 0 | 0 | 0 | 0 | 0 | 0 | 0 | 0 | 0 | 0 | 0 | 0 | 0 | 0 | 0
0 | 0 |  |  |  | 0 | [11 empty] | 0 | 0 |  | 0 |  | 0 | [5 empty] | 0 |  | 0 |  | 0 |  | 0 |  | 0 |  | 0 |  | 0 |  | 0 |  |  | 0 | 0 | 0 |  |  | 0 | 0 | 0 | 0 | 0 | 0 | 0 | 0 | 0 | 0 | 0 | 0 | 0 | 0 | 0 | 0 | 0 | 0 | 0 | 0 | 0
0 | 0 |  |  |  | 0 | [11 empty] | 0 | 0 |  | 0 |  | 0 | [5 empty] | 0 |  | 0 |  | 0 |  | 0 |  | 0 |  | 0 |  | 0 |  | 0 |  |  | 0 | 0 | 0 |  |  | 0 | 0 | 0 | 0 | 0 | 0 | 0 | 0 | 0 | 0 | 0 | 0 | 0 | 0 | 0 | 0 | 0 | 0 | 0 | 0 | 0
0 | 0 |  |  |  | 0 | [11 empty] | 0 | 0 |  | 0 |  | 0 | [5 empty] | 0 |  | 0 |  | 0 |  | 0 |  | 0 |  | 0 |  | 0 |  | 0 |  |  | 0 | 0 | 0 |  |  | 0 | 0 | 0 | 0 | 0 | 0 | 0 | 0 | 0 | 0 | 0 | 0 | 0 | 0 | 0 | 0 | 0 | 0 | 0 | 0 | 0
0 | 0 |  |  |  | 0 | [11 empty] | 0 | 0 |  | 0 |  | 0 | [5 empty] | 0 |  | 0 |  | 0 |  | 0 |  | 0 |  | 0 |  | 0 |  | 0 |  |  | 0 | 0 | 0 |  |  | 0 | 0 | 0 | 0 | 0 | 0 | 0 | 0 | 0 | 0 | 0 | 0 | 0 | 0 | 0 | 0 | 0 | 0 | 0 | 0 | 0
0 | 0 |  |  |  | 0 | [11 empty] | 0 | 0 |  | 0 |  | 0 | [5 empty] | 0 |  | 0 |  | 0 |  | 0 |  | 0 |  | 0 |  | 0 |  | 0 |  |  | 0 | 0 | 0 |  |  | 0 | 0 | 0 | 0 | 0 | 0 | 0 | 0 | 0 | 0 | 0 | 0 | 0 | 0 | 0 | 0 | 0 | 0 | 0 | 0 | 0
0 | 0 |  |  |  | 0 | [11 empty] | 0 | 0 |  | 0 |  | 0 | [5 empty] | 0 |  | 0 |  | 0 |  | 0 |  | 0 |  | 0 |  | 0 |  | 0 |  |  | 0 | 0 | 0 |  |  | 0 | 0 | 0 | 0 | 0 | 0 | 0 | 0 | 0 | 0 | 0 | 0 | 0 | 0 | 0 | 0 | 0 | 0 | 0 | 0 | 0
0 | 0 |  |  |  | 0 | [11 empty] | 0 | 0 |  | 0 |  | 0 | [5 empty] | 0 |  | 0 |  | 0 |  | 0 |  | 0 |  | 0 |  | 0 |  | 0 |  |  | 0 | 0 | 0 |  |  | 0 | 0 | 0 | 0 | 0 | 0 | 0 | 0 | 0 | 0 | 0 | 0 | 0 | 0 | 0 | 0 | 0 | 0 | 0 | 0 | 0
0 | 0 |  |  |  | 0 | [11 empty] | 0 | 0 |  | 0 |  | 0 | [5 empty] | 0 |  | 0 |  | 0 |  | 0 |  | 0 |  | 0 |  | 0 |  | 0 |  |  | 0 | 0 | 0 |  |  | 0 | 0 | 0 | 0 | 0 | 0 | 0 | 0 | 0 | 0 | 0 | 0 | 0 | 0 | 0 | 0 | 0 | 0 | 0 | 0 | 0
0 | 0 |  |  |  | 0 | [11 empty] | 0 | 0 |  | 0 |  | 0 | [5 empty] | 0 |  | 0 |  | 0 |  | 0 |  | 0 |  | 0 |  | 0 |  | 0 |  |  | 0 | 0 | 0 |  |  | 0 | 0 | 0 | 0 | 0 | 0 | 0 | 0 | 0 | 0 | 0 | 0 | 0 | 0 | 0 | 0 | 0 | 0 | 0 | 0 | 0
0 | 0 |  |  |  | 0 | [11 empty] | 0 | 0 |  | 0 |  | 0 | [5 empty] | 0 |  | 0 |  | 0 |  | 0 |  | 0 |  | 0 |  | 0 |  | 0 |  |  | 0 | 0 | 0 |  |  | 0 | 0 | 0 | 0 | 0 | 0 | 0 | 0 | 0 | 0 | 0 | 0 | 0 | 0 | 0 | 0 | 0 | 0 | 0 | 0 | 0
0 | 0 |  |  |  | 0 | [11 empty] | 0 | 0 |  | 0 |  | 0 | [5 empty] | 0 |  | 0 |  | 0 |  | 0 |  | 0 |  | 0 |  | 0 |  | 0 |  |  | 0 | 0 | 0 |  |  | 0 | 0 | 0 | 0 | 0 | 0 | 0 | 0 | 0 | 0 | 0 | 0 | 0 | 0 | 0 | 0 | 0 | 0 | 0 | 0 | 0
0 | 0 |  |  |  | 0 | [11 empty] | 0 | 0 |  | 0 |  | 0 | [5 empty] | 0 |  | 0 |  | 0 |  | 0 |  | 0 |  | 0 |  | 0 |  | 0 |  |  | 0 | 0 | 0 |  |  | 0 | 0 | 0 | 0 | 0 | 0 | 0 | 0 | 0 | 0 | 0 | 0 | 0 | 0 | 0 | 0 | 0 | 0 | 0 | 0 | 0
0 | 0 |  |  |  | 0 | [11 empty] | 0 | 0 |  | 0 |  | 0 | [5 empty] | 0 |  | 0 |  | 0 |  | 0 |  | 0 |  | 0 |  | 0 |  | 0 |  |  | 0 | 0 | 0 |  |  | 0 | 0 | 0 | 0 | 0 | 0 | 0 | 0 | 0 | 0 | 0 | 0 | 0 | 0 | 0 | 0 | 0 | 0 | 0 | 0 | 0
0 | 0 |  |  |  | 0 | [11 empty] | 0 | 0 |  | 0 |  | 0 | [5 empty] | 0 |  | 0 |  | 0 |  | 0 |  | 0 |  | 0 |  | 0 |  | 0 |  |  | 0 | 0 | 0 |  |  | 0 | 0 | 0 | 0 | 0 | 0 | 0 | 0 | 0 | 0 | 0 | 0 | 0 | 0 | 0 | 0 | 0 | 0 | 0 | 0 | 0
0 | 0 |  |  |  | 0 | [11 empty] | 0 | 0 |  | 0 |  | 0 | [5 empty] | 0 |  | 0 |  | 0 |  | 0 |  | 0 |  | 0 |  | 0 |  | 0 |  |  | 0 | 0 | 0 |  |  | 0 | 0 | 0 | 0 | 0 | 0 | 0 | 0 | 0 | 0 | 0 | 0 | 0 | 0 | 0 | 0 | 0 | 0 | 0 | 0 | 0
0 | 0 |  |  |  | 0 | [11 empty] | 0 | 0 |  | 0 |  | 0 | [5 empty] | 0 |  | 0 |  | 0 |  | 0 |  | 0 |  | 0 |  | 0 |  | 0 |  |  | 0 | 0 | 0 |  |  | 0 | 0 | 0 | 0 | 0 | 0 | 0 | 0 | 0 | 0 | 0 | 0 | 0 | 0 | 0 | 0 | 0 | 0 | 0 | 0 | 0
0 | 0 |  |  |  | 0 | [11 empty] | 0 | 0 |  | 0 |  | 0 | [5 empty] | 0 |  | 0 |  | 0 |  | 0 |  | 0 |  | 0 |  | 0 |  | 0 |  |  | 0 | 0 | 0 |  |  | 0 | 0 | 0 | 0 | 0 | 0 | 0 | 0 | 0 | 0 | 0 | 0 | 0 | 0 | 0 | 0 | 0 | 0 | 0 | 0 | 0
0 | 0 |  |  |  | 0 | [11 empty] | 0 | 0 |  | 0 |  | 0 | [5 empty] | 0 |  | 0 |  | 0 |  | 0 |  | 0 |  | 0 |  | 0 |  | 0 |  |  | 0 | 0 | 0 |  |  | 0 | 0 | 0 | 0 | 0 | 0 | 0 | 0 | 0 | 0 | 0 | 0 | 0 | 0 | 0 | 0 | 0 | 0 | 0 | 0 | 0
0 | 0 |  |  |  | 0 | [11 empty] | 0 | 0 |  | 0 |  | 0 | [5 empty] | 0 |  | 0 |  | 0 |  | 0 |  | 0 |  | 0 |  | 0 |  | 0 |  |  | 0 | 0 | 0 |  |  | 0 | 0 | 0 | 0 | 0 | 0 | 0 | 0 | 0 | 0 | 0 | 0 | 0 | 0 | 0 | 0 | 0 | 0 | 0 | 0 | 0
0 | 0 |  |  |  | 0 | [11 empty] | 0 | 0 |  | 0 |  | 0 | [5 empty] | 0 |  | 0 |  | 0 |  | 0 |  | 0 |  | 0 |  | 0 |  | 0 |  |  | 0 | 0 | 0 |  |  | 0 | 0 | 0 | 0 | 0 | 0 | 0 | 0 | 0 | 0 | 0 | 0 | 0 | 0 | 0 | 0 | 0 | 0 | 0 | 0 | 0
0 | 0 |  |  |  | 0 | [11 empty] | 0 | 0 |  | 0 |  | 0 | [5 empty] | 0 |  | 0 |  | 0 |  | 0 |  | 0 |  | 0 |  | 0 |  | 0 |  |  | 0 | 0 | 0 |  |  | 0 | 0 | 0 | 0 | 0 | 0 | 0 | 0 | 0 | 0 | 0 | 0 | 0 | 0 | 0 | 0 | 0 | 0 | 0 | 0 | 0
0 | 0 |  |  |  | 0 | [11 empty] | 0 | 0 |  | 0 |  | 0 | [5 empty] | 0 |  | 0 |  | 0 |  | 0 |  | 0 |  | 0 |  | 0 |  | 0 |  |  | 0 | 0 | 0 |  |  | 0 | 0 | 0 | 0 | 0 | 0 | 0 | 0 | 0 | 0 | 0 | 0 | 0 | 0 | 0 | 0 | 0 | 0 | 0 | 0 | 0
0 | 0 |  |  |  | 0 | [11 empty] | 0 | 0 |  | 0 |  | 0 | [5 empty] | 0 |  | 0 |  | 0 |  | 0 |  | 0 |  | 0 |  | 0 |  | 0 |  |  | 0 | 0 | 0 |  |  | 0 | 0 | 0 | 0 | 0 | 0 | 0 | 0 | 0 | 0 | 0 | 0 | 0 | 0 | 0 | 0 | 0 | 0 | 0 | 0 | 0
0 | 0 |  |  |  | 0 | [11 empty] | 0 | 0 |  | 0 |  | 0 | [5 empty] | 0 |  | 0 |  | 0 |  | 0 |  | 0 |  | 0 |  | 0 |  | 0 |  |  | 0 | 0 | 0 |  |  | 0 | 0 | 0 | 0 | 0 | 0 | 0 | 0 | 0 | 0 | 0 | 0 | 0 | 0 | 0 | 0 | 0 | 0 | 0 | 0 | 0
0 | 0 |  |  |  | 0 | [11 empty] | 0 | 0 |  | 0 |  | 0 | [5 empty] | 0 |  | 0 |  | 0 |  | 0 |  | 0 |  | 0 |  | 0 |  | 0 |  |  | 0 | 0 | 0 |  |  | 0 | 0 | 0 | 0 | 0 | 0 | 0 | 0 | 0 | 0 | 0 | 0 | 0 | 0 | 0 | 0 | 0 | 0 | 0 | 0 | 0
0 | 0 |  |  |  | 0 | [11 empty] | 0 | 0 |  | 0 |  | 0 | [5 empty] | 0 |  | 0 |  | 0 |  | 0 |  | 0 |  | 0 |  | 0 |  | 0 |  |  | 0 | 0 | 0 |  |  | 0 | 0 | 0 | 0 | 0 | 0 | 0 | 0 | 0 | 0 | 0 | 0 | 0 | 0 | 0 | 0 | 0 | 0 | 0 | 0 | 0
0 | 0 |  |  |  | 0 | [11 empty] | 0 | 0 |  | 0 |  | 0 | [5 empty] | 0 |  | 0 |  | 0 |  | 0 |  | 0 |  | 0 |  | 0 |  | 0 |  |  | 0 | 0 | 0 |  |  | 0 | 0 | 0 | 0 | 0 | 0 | 0 | 0 | 0 | 0 | 0 | 0 | 0 | 0 | 0 | 0 | 0 | 0 | 0 | 0 | 0
0 | 0 |  |  |  | 0 | [11 empty] | 0 | 0 |  | 0 |  | 0 | [5 empty] | 0 |  | 0 |  | 0 |  | 0 |  | 0 |  | 0 |  | 0 |  | 0 |  |  | 0 | 0 | 0 |  |  | 0 | 0 | 0 | 0 | 0 | 0 | 0 | 0 | 0 | 0 | 0 | 0 | 0 | 0 | 0 | 0 | 0 | 0 | 0 | 0 | 0
0 | 0 |  |  |  | 0 | [11 empty] | 0 | 0 |  | 0 |  | 0 | [5 empty] | 0 |  | 0 |  | 0 |  | 0 |  | 0 |  | 0 |  | 0 |  | 0 |  |  | 0 | 0 | 0 |  |  | 0 | 0 | 0 | 0 | 0 | 0 | 0 | 0 | 0 | 0 | 0 | 0 | 0 | 0 | 0 | 0 | 0 | 0 | 0 | 0 | 0
0 | 0 |  |  |  | 0 | [11 empty] | 0 | 0 |  | 0 |  | 0 | [5 empty] | 0 |  | 0 |  | 0 |  | 0 |  | 0 |  | 0 |  | 0 |  | 0 |  |  | 0 | 0 | 0 |  |  | 0 | 0 | 0 | 0 | 0 | 0 | 0 | 0 | 0 | 0 | 0 | 0 | 0 | 0 | 0 | 0 | 0 | 0 | 0 | 0 | 0
0 | 0 |  |  |  | 0 | [11 empty] | 0 | 0 |  | 0 |  | 0 | [5 empty] | 0 |  | 0 |  | 0 |  | 0 |  | 0 |  | 0 |  | 0 |  | 0 |  |  | 0 | 0 | 0 |  |  | 0 | 0 | 0 | 0 | 0 | 0 | 0 | 0 | 0 | 0 | 0 | 0 | 0 | 0 | 0 | 0 | 0 | 0 | 0 | 0 | 0
0 | 0 |  |  |  | 0 | [11 empty] | 0 | 0 |  | 0 |  | 0 | [5 empty] | 0 |  | 0 |  | 0 |  | 0 |  | 0 |  | 0 |  | 0 |  | 0 |  |  | 0 | 0 | 0 |  |  | 0 | 0 | 0 | 0 | 0 | 0 | 0 | 0 | 0 | 0 | 0 | 0 | 0 | 0 | 0 | 0 | 0 | 0 | 0 | 0 | 0
0 | 0 |  |  |  | 0 | [11 empty] | 0 | 0 |  | 0 |  | 0 | [5 empty] | 0 |  | 0 |  | 0 |  | 0 |  | 0 |  | 0 |  | 0 |  | 0 |  |  | 0 | 0 | 0 |  |  | 0 | 0 | 0 | 0 | 0 | 0 | 0 | 0 | 0 | 0 | 0 | 0 | 0 | 0 | 0 | 0 | 0 | 0 | 0 | 0 | 0
0 | 0 |  |  |  | 0 | [11 empty] | 0 | 0 |  | 0 |  | 0 | [5 empty] | 0 |  | 0 |  | 0 |  | 0 |  | 0 |  | 0 |  | 0 |  | 0 |  |  | 0 | 0 | 0 |  |  | 0 | 0 | 0 | 0 | 0 | 0 | 0 | 0 | 0 | 0 | 0 | 0 | 0 | 0 | 0 | 0 | 0 | 0 | 0 | 0 | 0
0 | 0 |  |  |  | 0 | [11 empty] | 0 | 0 |  | 0 |  | 0 | [5 empty] | 0 |  | 0 |  | 0 |  | 0 |  | 0 |  | 0 |  | 0 |  | 0 |  |  | 0 | 0 | 0 |  |  | 0 | 0 | 0 | 0 | 0 | 0 | 0 | 0 | 0 | 0 | 0 | 0 | 0 | 0 | 0 | 0 | 0 | 0 | 0 | 0 | 0
0 | 0 |  |  |  | 0 | [11 empty] | 0 | 0 |  | 0 |  | 0 | [5 empty] | 0 |  | 0 |  | 0 |  | 0 |  | 0 |  | 0 |  | 0 |  | 0 |  |  | 0 | 0 | 0 |  |  | 0 | 0 | 0 | 0 | 0 | 0 | 0 | 0 | 0 | 0 | 0 | 0 | 0 | 0 | 0 | 0 | 0 | 0 | 0 | 0 | 0
0 | 0 |  |  |  | 0 | [11 empty] | 0 | 0 |  | 0 |  | 0 | [5 empty] | 0 |  | 0 |  | 0 |  | 0 |  | 0 |  | 0 |  | 0 |  | 0 |  |  | 0 | 0 | 0 |  |  | 0 | 0 | 0 | 0 | 0 | 0 | 0 | 0 | 0 | 0 | 0 | 0 | 0 | 0 | 0 | 0 | 0 | 0 | 0 | 0 | 0
0 | 0 |  |  |  | 0 | [11 empty] | 0 | 0 |  | 0 |  | 0 | [5 empty] | 0 |  | 0 |  | 0 |  | 0 |  | 0 |  | 0 |  | 0 |  | 0 |  |  | 0 | 0 | 0 |  |  | 0 | 0 | 0 | 0 | 0 | 0 | 0 | 0 | 0 | 0 | 0 | 0 | 0 | 0 | 0 | 0 | 0 | 0 | 0 | 0 | 0
0 | 0 |  |  |  | 0 | [11 empty] | 0 | 0 |  | 0 |  | 0 | [5 empty] | 0 |  | 0 |  | 0 |  | 0 |  | 0 |  | 0 |  | 0 |  | 0 |  |  | 0 | 0 | 0 |  |  | 0 | 0 | 0 | 0 | 0 | 0 | 0 | 0 | 0 | 0 | 0 | 0 | 0 | 0 | 0 | 0 | 0 | 0 | 0 | 0 | 0
0 | 0 |  |  |  | 0 | [11 empty] | 0 | 0 |  | 0 |  | 0 | [5 empty] | 0 |  | 0 |  | 0 |  | 0 |  | 0 |  | 0 |  | 0 |  | 0 |  |  | 0 | 0 | 0 |  |  | 0 | 0 | 0 | 0 | 0 | 0 | 0 | 0 | 0 | 0 | 0 | 0 | 0 | 0 | 0 | 0 | 0 | 0 | 0 | 0 | 0
0 | 0 |  |  |  | 0 | [11 empty] | 0 | 0 |  | 0 |  | 0 | [5 empty] | 0 |  | 0 |  | 0 |  | 0 |  | 0 |  | 0 |  | 0 |  | 0 |  |  | 0 | 0 | 0 |  |  | 0 | 0 | 0 | 0 | 0 | 0 | 0 | 0 | 0 | 0 | 0 | 0 | 0 | 0 | 0 | 0 | 0 | 0 | 0 | 0 | 0
0 | 0 |  |  |  | 0 | [11 empty] | 0 | 0 |  | 0 |  | 0 | [5 empty] | 0 |  | 0 |  | 0 |  | 0 |  | 0 |  | 0 |  | 0 |  | 0 |  |  | 0 | 0 | 0 |  |  | 0 | 0 | 0 | 0 | 0 | 0 | 0 | 0 | 0 | 0 | 0 | 0 | 0 | 0 | 0 | 0 | 0 | 0 | 0 | 0 | 0
0 | 0 |  |  |  | 0 | [11 empty] | 0 | 0 |  | 0 |  | 0 | [5 empty] | 0 |  | 0 |  | 0 |  | 0 |  | 0 |  | 0 |  | 0 |  | 0 |  |  | 0 | 0 | 0 |  |  | 0 | 0 | 0 | 0 | 0 | 0 | 0 | 0 | 0 | 0 | 0 | 0 | 0 | 0 | 0 | 0 | 0 | 0 | 0 | 0 | 0
0 | 0 |  |  |  | 0 | [11 empty] | 0 | 0 |  | 0 |  | 0 | [5 empty] | 0 |  | 0 |  | 0 |  | 0 |  | 0 |  | 0 |  | 0 |  | 0 |  |  | 0 | 0 | 0 |  |  | 0 | 0 | 0 | 0 | 0 | 0 | 0 | 0 | 0 | 0 | 0 | 0 | 0 | 0 | 0 | 0 | 0 | 0 | 0 | 0 | 0
0 | 0 |  |  |  | 0 | [11 empty] | 0 | 0 |  | 0 |  | 0 | [5 empty] | 0 |  | 0 |  | 0 |  | 0 |  | 0 |  | 0 |  | 0 |  | 0 |  |  | 0 | 0 | 0 |  |  | 0 | 0 | 0 | 0 | 0 | 0 | 0 | 0 | 0 | 0 | 0 | 0 | 0 | 0 | 0 | 0 | 0 | 0 | 0 | 0 | 0
0 | 0 |  |  |  | 0 | [11 empty] | 0 | 0 |  | 0 |  | 0 | [5 empty] | 0 |  | 0 |  | 0 |  | 0 |  | 0 |  | 0 |  | 0 |  | 0 |  |  | 0 | 0 | 0 |  |  | 0 | 0 | 0 | 0 | 0 | 0 | 0 | 0 | 0 | 0 | 0 | 0 | 0 | 0 | 0 | 0 | 0 | 0 | 0 | 0 | 0
0 | 0 |  |  |  | 0 | [11 empty] | 0 | 0 |  | 0 |  | 0 | [5 empty] | 0 |  | 0 |  | 0 |  | 0 |  | 0 |  | 0 |  | 0 |  | 0 |  |  | 0 | 0 | 0 |  |  | 0 | 0 | 0 | 0 | 0 | 0 | 0 | 0 | 0 | 0 | 0 | 0 | 0 | 0 | 0 | 0 | 0 | 0 | 0 | 0 | 0
0 | 0 |  |  |  | 0 | [11 empty] | 0 | 0 |  | 0 |  | 0 | [5 empty] | 0 |  | 0 |  | 0 |  | 0 |  | 0 |  | 0 |  | 0 |  | 0 |  |  | 0 | 0 | 0 |  |  | 0 | 0 | 0 | 0 | 0 | 0 | 0 | 0 | 0 | 0 | 0 | 0 | 0 | 0 | 0 | 0 | 0 | 0 | 0 | 0 | 0
0 | 0 |  |  |  | 0 | [11 empty] | 0 | 0 |  | 0 |  | 0 | [5 empty] | 0 |  | 0 |  | 0 |  | 0 |  | 0 |  | 0 |  | 0 |  | 0 |  |  | 0 | 0 | 0 |  |  | 0 | 0 | 0 | 0 | 0 | 0 | 0 | 0 | 0 | 0 | 0 | 0 | 0 | 0 | 0 | 0 | 0 | 0 | 0 | 0 | 0
0 | 0 |  |  |  | 0 | [11 empty] | 0 | 0 |  | 0 |  | 0 | [5 empty] | 0 |  | 0 |  | 0 |  | 0 |  | 0 |  | 0 |  | 0 |  | 0 |  |  | 0 | 0 | 0 |  |  | 0 | 0 | 0 | 0 | 0 | 0 | 0 | 0 | 0 | 0 | 0 | 0 | 0 | 0 | 0 | 0 | 0 | 0 | 0 | 0 | 0
0 | 0 |  |  |  | 0 | [11 empty] | 0 | 0 |  | 0 |  | 0 | [5 empty] | 0 |  | 0 |  | 0 |  | 0 |  | 0 |  | 0 |  | 0 |  | 0 |  |  | 0 | 0 | 0 |  |  | 0 | 0 | 0 | 0 | 0 | 0 | 0 | 0 | 0 | 0 | 0 | 0 | 0 | 0 | 0 | 0 | 0 | 0 | 0 | 0 | 0
0 | 0 |  |  |  | 0 | [11 empty] | 0 | 0 |  | 0 |  | 0 | [5 empty] | 0 |  | 0 |  | 0 |  | 0 |  | 0 |  | 0 |  | 0 |  | 0 |  |  | 0 | 0 | 0 |  |  | 0 | 0 | 0 | 0 | 0 | 0 | 0 | 0 | 0 | 0 | 0 | 0 | 0 | 0 | 0 | 0 | 0 | 0 | 0 | 0 | 0
0 | 0 |  |  |  | 0 | [11 empty] | 0 | 0 |  | 0 |  | 0 | [5 empty] | 0 |  | 0 |  | 0 |  | 0 |  | 0 |  | 0 |  | 0 |  | 0 |  |  | 0 | 0 | 0 |  |  | 0 | 0 | 0 | 0 | 0 | 0 | 0 | 0 | 0 | 0 | 0 | 0 | 0 | 0 | 0 | 0 | 0 | 0 | 0 | 0 | 0
0 | 0 |  |  |  | 0 | [11 empty] | 0 | 0 |  | 0 |  | 0 | [5 empty] | 0 |  | 0 |  | 0 |  | 0 |  | 0 |  | 0 |  | 0 |  | 0 |  |  | 0 | 0 | 0 |  |  | 0 | 0 | 0 | 0 | 0 | 0 | 0 | 0 | 0 | 0 | 0 | 0 | 0 | 0 | 0 | 0 | 0 | 0 | 0 | 0 | 0
0 | 0 |  |  |  | 0 | [11 empty] | 0 | 0 |  | 0 |  | 0 | [5 empty] | 0 |  | 0 |  | 0 |  | 0 |  | 0 |  | 0 |  | 0 |  | 0 |  |  | 0 | 0 | 0 |  |  | 0 | 0 | 0 | 0 | 0 | 0 | 0 | 0 | 0 | 0 | 0 | 0 | 0 | 0 | 0 | 0 | 0 | 0 | 0 | 0 | 0
0 | 0 |  |  |  | 0 | [11 empty] | 0 | 0 |  | 0 |  | 0 | [5 empty] | 0 |  | 0 |  | 0 |  | 0 |  | 0 |  | 0 |  | 0 |  | 0 |  |  | 0 | 0 | 0 |  |  | 0 | 0 | 0 | 0 | 0 | 0 | 0 | 0 | 0 | 0 | 0 | 0 | 0 | 0 | 0 | 0 | 0 | 0 | 0 | 0 | 0
0 | 0 |  |  |  | 0 | [11 empty] | 0 | 0 |  | 0 |  | 0 | [5 empty] | 0 |  | 0 |  | 0 |  | 0 |  | 0 |  | 0 |  | 0 |  | 0 |  |  | 0 | 0 | 0 |  |  | 0 | 0 | 0 | 0 | 0 | 0 | 0 | 0 | 0 | 0 | 0 | 0 | 0 | 0 | 0 | 0 | 0 | 0 | 0 | 0 | 0
0 | 0 |  |  |  | 0 | [11 empty] | 0 | 0 |  | 0 |  | 0 | [5 empty] | 0 |  | 0 |  | 0 |  | 0 |  | 0 |  | 0 |  | 0 |  | 0 |  |  | 0 | 0 | 0 |  |  | 0 | 0 | 0 | 0 | 0 | 0 | 0 | 0 | 0 | 0 | 0 | 0 | 0 | 0 | 0 | 0 | 0 | 0 | 0 | 0 | 0
0 | 0 |  |  |  | 0 | [11 empty] | 0 | 0 |  | 0 |  | 0 | [5 empty] | 0 |  | 0 |  | 0 |  | 0 |  | 0 |  | 0 |  | 0 |  | 0 |  |  | 0 | 0 | 0 |  |  | 0 | 0 | 0 | 0 | 0 | 0 | 0 | 0 | 0 | 0 | 0 | 0 | 0 | 0 | 0 | 0 | 0 | 0 | 0 | 0 | 0
0 | 0 |  |  |  | 0 | [11 empty] | 0 | 0 |  | 0 |  | 0 | [5 empty] | 0 |  | 0 |  | 0 |  | 0 |  | 0 |  | 0 |  | 0 |  | 0 |  |  | 0 | 0 | 0 |  |  | 0 | 0 | 0 | 0 | 0 | 0 | 0 | 0 | 0 | 0 | 0 | 0 | 0 | 0 | 0 | 0 | 0 | 0 | 0 | 0 | 0
0 | 0 |  |  |  | 0 | [11 empty] | 0 | 0 |  | 0 |  | 0 | [5 empty] | 0 |  | 0 |  | 0 |  | 0 |  | 0 |  | 0 |  | 0 |  | 0 |  |  | 0 | 0 | 0 |  |  | 0 | 0 | 0 | 0 | 0 | 0 | 0 | 0 | 0 | 0 | 0 | 0 | 0 | 0 | 0 | 0 | 0 | 0 | 0 | 0 | 0
0 | 0 |  |  |  | 0 | [11 empty] | 0 | 0 |  | 0 |  | 0 | [5 empty] | 0 |  | 0 |  | 0 |  | 0 |  | 0 |  | 0 |  | 0 |  | 0 |  |  | 0 | 0 | 0 |  |  | 0 | 0 | 0 | 0 | 0 | 0 | 0 | 0 | 0 | 0 | 0 | 0 | 0 | 0 | 0 | 0 | 0 | 0 | 0 | 0 | 0
0 | 0 |  |  |  | 0 | [11 empty] | 0 | 0 |  | 0 |  | 0 | [5 empty] | 0 |  | 0 |  | 0 |  | 0 |  | 0 |  | 0 |  | 0 |  | 0 |  |  | 0 | 0 | 0 |  |  | 0 | 0 | 0 | 0 | 0 | 0 | 0 | 0 | 0 | 0 | 0 | 0 | 0 | 0 | 0 | 0 | 0 | 0 | 0 | 0 | 0
0 | 0 |  |  |  | 0 | [11 empty] | 0 | 0 |  | 0 |  | 0 | [5 empty] | 0 |  | 0 |  | 0 |  | 0 |  | 0 |  | 0 |  | 0 |  | 0 |  |  | 0 | 0 | 0 |  |  | 0 | 0 | 0 | 0 | 0 | 0 | 0 | 0 | 0 | 0 | 0 | 0 | 0 | 0 | 0 | 0 | 0 | 0 | 0 | 0 | 0
0 | 0 |  |  |  | 0 | [11 empty] | 0 | 0 |  | 0 |  | 0 | [5 empty] | 0 |  | 0 |  | 0 |  | 0 |  | 0 |  | 0 |  | 0 |  | 0 |  |  | 0 | 0 | 0 |  |  | 0 | 0 | 0 | 0 | 0 | 0 | 0 | 0 | 0 | 0 | 0 | 0 | 0 | 0 | 0 | 0 | 0 | 0 | 0 | 0 | 0
0 | 0 |  |  |  | 0 | [11 empty] | 0 | 0 |  | 0 |  | 0 | [5 empty] | 0 |  | 0 |  | 0 |  | 0 |  | 0 |  | 0 |  | 0 |  | 0 |  |  | 0 | 0 | 0 |  |  | 0 | 0 | 0 | 0 | 0 | 0 | 0 | 0 | 0 | 0 | 0 | 0 | 0 | 0 | 0 | 0 | 0 | 0 | 0 | 0 | 0
0 | 0 |  |  |  | 0 | [11 empty] | 0 | 0 |  | 0 |  | 0 | [5 empty] | 0 |  | 0 |  | 0 |  | 0 |  | 0 |  | 0 |  | 0 |  | 0 |  |  | 0 | 0 | 0 |  |  | 0 | 0 | 0 | 0 | 0 | 0 | 0 | 0 | 0 | 0 | 0 | 0 | 0 | 0 | 0 | 0 | 0 | 0 | 0 | 0 | 0
0 | 0 |  |  |  | 0 | [11 empty] | 0 | 0 |  | 0 |  | 0 | [5 empty] | 0 |  | 0 |  | 0 |  | 0 |  | 0 |  | 0 |  | 0 |  | 0 |  |  | 0 | 0 | 0 |  |  | 0 | 0 | 0 | 0 | 0 | 0 | 0 | 0 | 0 | 0 | 0 | 0 | 0 | 0 | 0 | 0 | 0 | 0 | 0 | 0 | 0
0 | 0 |  |  |  | 0 | [11 empty] | 0 | 0 |  | 0 |  | 0 | [5 empty] | 0 |  | 0 |  | 0 |  | 0 |  | 0 |  | 0 |  | 0 |  | 0 |  |  | 0 | 0 | 0 |  |  | 0 | 0 | 0 | 0 | 0 | 0 | 0 | 0 | 0 | 0 | 0 | 0 | 0 | 0 | 0 | 0 | 0 | 0 | 0 | 0 | 0
0 | 0 |  |  |  | 0 | [11 empty] | 0 | 0 |  | 0 |  | 0 | [5 empty] | 0 |  | 0 |  | 0 |  | 0 |  | 0 |  | 0 |  | 0 |  | 0 |  |  | 0 | 0 | 0 |  |  | 0 | 0 | 0 | 0 | 0 | 0 | 0 | 0 | 0 | 0 | 0 | 0 | 0 | 0 | 0 | 0 | 0 | 0 | 0 | 0 | 0
0 | 0 |  |  |  | 0 | [11 empty] | 0 | 0 |  | 0 |  | 0 | [5 empty] | 0 |  | 0 |  | 0 |  | 0 |  | 0 |  | 0 |  | 0 |  | 0 |  |  | 0 | 0 | 0 |  |  | 0 | 0 | 0 | 0 | 0 | 0 | 0 | 0 | 0 | 0 | 0 | 0 | 0 | 0 | 0 | 0 | 0 | 0 | 0 | 0 | 0
0 | 0 |  |  |  | 0 | [11 empty] | 0 | 0 |  | 0 |  | 0 | [5 empty] | 0 |  | 0 |  | 0 |  | 0 |  | 0 |  | 0 |  | 0 |  | 0 |  |  | 0 | 0 | 0 |  |  | 0 | 0 | 0 | 0 | 0 | 0 | 0 | 0 | 0 | 0 | 0 | 0 | 0 | 0 | 0 | 0 | 0 | 0 | 0 | 0 | 0
0 | 0 |  |  |  | 0 | [11 empty] | 0 | 0 |  | 0 |  | 0 | [5 empty] | 0 |  | 0 |  | 0 |  | 0 |  | 0 |  | 0 |  | 0 |  | 0 |  |  | 0 | 0 | 0 |  |  | 0 | 0 | 0 | 0 | 0 | 0 | 0 | 0 | 0 | 0 | 0 | 0 | 0 | 0 | 0 | 0 | 0 | 0 | 0 | 0 | 0
0 | 0 |  |  |  | 0 | [11 empty] | 0 | 0 |  | 0 |  | 0 | [5 empty] | 0 |  | 0 |  | 0 |  | 0 |  | 0 |  | 0 |  | 0 |  | 0 |  |  | 0 | 0 | 0 |  |  | 0 | 0 | 0 | 0 | 0 | 0 | 0 | 0 | 0 | 0 | 0 | 0 | 0 | 0 | 0 | 0 | 0 | 0 | 0 | 0 | 0
0 | 0 |  |  |  | 0 | [11 empty] | 0 | 0 |  | 0 |  | 0 | [5 empty] | 0 |  | 0 |  | 0 |  | 0 |  | 0 |  | 0 |  | 0 |  | 0 |  |  | 0 | 0 | 0 |  |  | 0 | 0 | 0 | 0 | 0 | 0 | 0 | 0 | 0 | 0 | 0 | 0 | 0 | 0 | 0 | 0 | 0 | 0 | 0 | 0 | 0
0
[6 empty] | END |  | Total Price for Schedule 2 | [9 empty] | 0 |  | 0 |  | 0 | Baht |  | Baht |  | Baht |  | Baht |  | Baht |  |  | 0 | Baht |  | Baht |  | Baht |  | Baht |  |  |  |  | Baht | Baht |  |  | Baht | Baht | Baht | Baht | Baht | Baht | Baht | Baht | Baht | Baht | Baht | Baht | Baht | Baht | Baht | Baht | Baht | Baht | Baht | Baht | Baht | bar: 79 to 81
[18 empty] | 0 |  | 0 |  | 0 | [5 empty] | 0 |  | 0 |  | 0 |  | 0 |  | 0 |  | 0 |  | 0 |  | 0 |  |  |  | 0 | 0 |  |  | 0 | 0 | 0 | 0 | 0 | 0 | 0 | 0 | 0 | 0 | 0 | 0 | 0 | 0 | 0 | 0 | 0 | 0 | 0 | 0 | 0 | bar: 79 to 81
[18 empty] | 0 |  | 0 |  | 0 | [11 empty] | 0 | bar: 79 to 81
[18 empty] | 0 |  | 0 |  | 0 | [11 empty] | 0 | bar: 79 to 81
[18 empty] | 0 |  | 0 |  | 0 | [11 empty] | 0
[18 empty] | 0 |  | 0 |  | 0 | [11 empty] | 0
[18 empty] | 0 |  | 0 |  | 0 | [11 empty] | 0
[18 empty] | 0 |  | 0 |  | 0 | [11 empty] | 0
000000000000000000000000000000000000000
0000000000000000000000000000000000000000
000000000000000000000
[8 empty] | 0 | 0 |  |  |  |  | 0000000000000000000000000000000000000000000000000000000000000000000000000000000000000000000000000000
[8 empty] | 0 | 0
[8 empty] | 0 | 0
[8 empty] | 0 | 0
[8 empty] | 0 | 0
[8 empty] | 0 | 0
[8 empty] | 0 | 0
[8 empty] | 0 | 0
[8 empty] | 0 | 0
[8 empty] | 0 | 0
[8 empty] | 0 | 0
[8 empty] | 0 | 0
[8 empty] | 0 | 0
[8 empty] | 0 | 0
[8 empty] | 0 | 0
[8 empty] | 0 | 0
[8 empty] | 0 | 0
[8 empty] | 0 | 0
[8 empty] | 0 | 0
[8 empty] | 0 | 0
[8 empty] | 0 | 0
[8 empty] | 0 | 0
[8 empty] | 0 | 0
[8 empty] | 0 | 0
[8 empty] | 0 | 0
[8 empty] | 0 | 0
[8 empty] | 0 | 0
[8 empty] | 0 | 0
[8 empty] | 0 | 0
[8 empty] | 0 | 0
[8 empty] | 0 | 0
[8 empty] | 0 | 0
[8 empty] | 0 | 0
[8 empty] | 0 | 0
[8 empty] | 0 | 0
[8 empty] | 0 | 0
[8 empty] | 0 | 0
[8 empty] | 0 | 0
[8 empty] | 0 | 0
[8 empty] | 0 | 0
[8 empty] | 0 | 0
[8 empty] | 0 | 0
[8 empty] | 0 | 0
[8 empty] | 0 | 0
[8 empty] | 0 | 0
[8 empty] | 0 | 0
[8 empty] | 0 | 0
[8 empty] | 0 | 0
[8 empty] | 0 | 0
[8 empty] | 0 | 0
[8 empty] | 0 | 0
[8 empty] | 0 | 0
[8 empty] | 0 | 0
[8 empty] | 0 | 0
[8 empty] | 0 | 0
[8 empty] | 0 | 0
[8 empty] | 0 | 0
[8 empty] | 0 | 0
[8 empty] | 0 | 0
[8 empty] | 0 | 0
[8 empty] | 0 | 0
[8 empty] | 0 | 0
[8 empty] | 0 | 0
[8 empty] | 0 | 0
[8 empty] | 0 | 0
[8 empty] | 0 | 0
[8 empty] | 0 | 0
[8 empty] | 0 | 0
[8 empty] | 0 | 0
[8 empty] | 0 | 0
[8 empty] | 0 | 0
[8 empty] | 0 | 0
[8 empty] | 0 | 0
[8 empty] | 0 | 0
[8 empty] | 0 | 0
[8 empty] | 0 | 0
[8 empty] | 0 | 0
[8 empty] | 0 | 0
[8 empty] | 0 | 0
[8 empty] | 0 | 0
[8 empty] | 0 | 0
[8 empty] | 0 | 0
[8 empty] | 0 | 0
[8 empty] | 0 | 0
[8 empty] | 0 | 0
[8 empty] | 0 | 0
[8 empty] | 0 | 0
[8 empty] | 0 | 0
[8 empty] | 0 | 0
[8 empty] | 0 | 0
[8 empty] | 0 | 0
[8 empty] | 0 | 0
[8 empty] | 0 | 0
[8 empty] | 0 | 0
[8 empty] | 0 | 0
[8 empty] | 0 | 0
[8 empty] | 0 | 0
[8 empty] | 0 | 0
[8 empty] | 0 | 0
[8 empty] | 0 | 0

## Sch 3 (hidden)
INVITATION TO BID NO. TIEC-CR-13
Schedule 3 :
[77 empty] | 79 | 80 | 81 | 82 | 83 | 84 | 85 | 86 | 87 | 88 | 89 | 90 | 91 | 92 | 93 | 94 | 95 | 96 | 97 | 98 | 99 | 100 | 101 | 102 | 103 | 104 | 105 | 106 | 107 | 108 | 109 | 110 | 111 | 112 | 113 | 114 | 115 | 116 | 117 | 118 | 119 | 120 | 121 | 122 | 123 | 124 | 125 | 126 | 127 | 128
[8 empty] | SUPPLY OF CONTROL AND PROTECTION EQUIPMENT | [62 empty] | 72 | 73 | 75 | 76 | 77 | 78 | 82: Breakdown per Item :
[8 empty] | TRANSMISSION SYSTEM IMPROVEMENT PROJECT IN NORTHEASTERN, LOWER NORTHERN, CENTRAL REGIONS AND BANGKOK AREA TO ENHANCE SYSTEM SECURITY | [68 empty] | 82: Schedule :
System :
Job No. | Substation | Delivery Required by EGAT |  |  |  | Material group | Code No. | Item No. | Description | Short Description | Drawing No. / Reference No. | Qty. | Unit | Currency | Supply of Equipment |  |  |  | Supply of Equipment |  | Supply of Equipment |  | Supply of Equipment |  |  |  | Supply of Equipment |  | Supply of Equipment |  | Supply of Equipment |  | Foreign Currency |  | Local Currency |  | Local Transportation |  | Local Transportation, Construction and Installation |  | Purchase Price Offered for Dismantled Equipment |  | Plant |  | UOM | [25 empty] | Irrelevant | Incoterm | Account Assignment | Cost Object | Fund Center |  | 105: CFR Thai Port; 107: CIF Thai Port; 109: DDP EGAT 's Store; 111: Local Transportation; 113: Custom Clearance; 115: DDP EGAT 's Store; 117: Ex-works Price; 119: Local Transportation; 121: Foreign Currency; 123: Local Currency; 125: Local Transportation to EGAT 's Store; 127: Local Transportation, Construction and Installation | Long Description | Short Description
|  | (with in months after receipt of the notification of award) | [12 empty] | Foreign Supply |  |  |  | Foreign Supply |  | Foreign Supply |  | Foreign Supply | [5 empty] | Local Supply |  | Local Supply | [16 empty] | Preference | % Import Duty | Preference | CFR Price | CIF Price | Foreign Currency | Ex-works Price | Local Currency | Local Transportation | Local Transportation, | Marine Insurance Price | Customs Clearance | Import Duty Price | VAT for Imported Equipment | VAT for Import Duty | VAT for | VAT for Ex-works Price | VAT for | VAT for | VAT for Transportation, Construction and Installation | Foreign | Local | Evaluation Price | [6 empty] | 115: ( excluding VAT ); 117: ( excluding VAT )
[5 empty] | Completion Date | [9 empty] | FOB Vessel | Cost of | CFR Thai Port |  | CIF Thai Port |  | DDP EGAT 's Store |  | Local Transportation |  | Custom Clearance |  | DDP EGAT 's Store |  | Ex-works Price |  | Local Transportation | [12 empty] | Breakdown tab |  | Proposed Price | Evaluation Price | Status | [7 empty] | to EGAT 's Store | Construction and | [5 empty] | Foreign Currency |  | Local Currency | Local Transportation |  | Price Adjustment | Price Adjustment | [7 empty] | 104: Incoterm; 105: CFR; 107: CIF; 109: DDP; 111: ZTF; 113: ZCC; 115: DDP; 117: EXW; 119: ZTL; 125: ZTT; 127: ZCN
|  | CFR Thai Port | DDP or EGAT's Store | Ex-works | [11 empty] | Transportation | [10 empty] | ( excluding VAT ) |  | ( excluding VAT ) |  | ( excluding VAT ) |  | ( excluding VAT ) |  | ( excluding VAT ) |  | ( excluding VAT ) |  | ( excluding VAT ) |  | ( including VAT ) | [15 empty] | Installation | [%Insure(110%(CFR))] | [%Custom(CIF)] | [%Import Duty(CIF)] | [ %VAT(CFR/CIF) ] | [ %VAT( Import Duty) ] | [ %VAT(Foreign Currency) ] | [ %VAT(Ex-works Price) ] | [ %VAT(Local Currency) ] | to EGAT 's Store | [10 empty] | 104: Material group; 111: SV-TRN-MT; 113: SV-CTM; 119: SV-TRN-MT; 125: SV-TRN-MT; 127: SV-CVL
[16 empty] | to Thai Port | [6 empty] | Baht |  | Baht |  | Baht |  | Baht |  | Baht |  |  |  | Baht |  | Baht |  | Baht |  | Baht |  |  |  |  | Baht | Baht |  |  | Baht | Baht | Baht | Baht | Baht | Baht | Baht | Baht | Baht | Baht | Baht | Baht | Baht | Baht | Baht | Baht | Baht | Baht | Baht | Baht | Baht
|  | (month) | (month) | (month) | (month) | [9 empty] | Unit Price | Unit Price | Unit Price | Amount | Unit Price | Amount | Unit Price | Amount | Unit Price | Amount | Unit Price | Amount | Unit Price | Amount | Unit Price | Amount | Unit Price | Amount | Unit Price | Amount | Unit Price | Amount | Unit Price | Amount | Unit Price | Amount | Unit Price | Amount | [5 empty] | (Y/N) | (IPDTY) | (PRF) | (CFR) | (CIF) | (FC) | (EW) | (LC) | (LT) | (TCI) | (MI) | (CC) | ( IDP) | (VATIE) | (VATID) | (VATFC) | (VATEW) | (VATLC) | (VATLT) | (VATTCI) | (FPA) | (LPA) | (EVAPR)
0 | 0 |  |  |  | 0 | [11 empty] | 0 | 0 |  | 0 |  | 0 | [5 empty] | 0 |  | 0 |  | 0 |  | 0 |  | 0 |  | 0 |  | 0 |  | 0 |  |  | 0 | 0 | 0 |  |  | 0 | 0 | 0 | 0 | 0 | 0 | 0 | 0 | 0 | 0 | 0 | 0 | 0 | 0 | 0 | 0 | 0 | 0 | 0 | 0 | 0
0 | 0 |  |  |  | 0 | [11 empty] | 0 | 0 |  | 0 |  | 0 | [5 empty] | 0 |  | 0 |  | 0 |  | 0 |  | 0 |  | 0 |  | 0 |  | 0 |  |  | 0 | 0 | 0 |  |  | 0 | 0 | 0 | 0 | 0 | 0 | 0 | 0 | 0 | 0 | 0 | 0 | 0 | 0 | 0 | 0 | 0 | 0 | 0 | 0 | 0
0 | 0 |  |  |  | 0 | [11 empty] | 0 | 0 |  | 0 |  | 0 | [5 empty] | 0 |  | 0 |  | 0 |  | 0 |  | 0 |  | 0 |  | 0 |  | 0 |  |  | 0 | 0 | 0 |  |  | 0 | 0 | 0 | 0 | 0 | 0 | 0 | 0 | 0 | 0 | 0 | 0 | 0 | 0 | 0 | 0 | 0 | 0 | 0 | 0 | 0
0 | 0 |  |  |  | 0 | [11 empty] | 0 | 0 |  | 0 |  | 0 | [5 empty] | 0 |  | 0 |  | 0 |  | 0 |  | 0 |  | 0 |  | 0 |  | 0 |  |  | 0 | 0 | 0 |  |  | 0 | 0 | 0 | 0 | 0 | 0 | 0 | 0 | 0 | 0 | 0 | 0 | 0 | 0 | 0 | 0 | 0 | 0 | 0 | 0 | 0
0 | 0 |  |  |  | 0 | [11 empty] | 0 | 0 |  | 0 |  | 0 | [5 empty] | 0 |  | 0 |  | 0 |  | 0 |  | 0 |  | 0 |  | 0 |  | 0 |  |  | 0 | 0 | 0 |  |  | 0 | 0 | 0 | 0 | 0 | 0 | 0 | 0 | 0 | 0 | 0 | 0 | 0 | 0 | 0 | 0 | 0 | 0 | 0 | 0 | 0
0 | 0 |  |  |  | 0 | [11 empty] | 0 | 0 |  | 0 |  | 0 | [5 empty] | 0 |  | 0 |  | 0 |  | 0 |  | 0 |  | 0 |  | 0 |  | 0 |  |  | 0 | 0 | 0 |  |  | 0 | 0 | 0 | 0 | 0 | 0 | 0 | 0 | 0 | 0 | 0 | 0 | 0 | 0 | 0 | 0 | 0 | 0 | 0 | 0 | 0
0 | 0 |  |  |  | 0 | [11 empty] | 0 | 0 |  | 0 |  | 0 | [5 empty] | 0 |  | 0 |  | 0 |  | 0 |  | 0 |  | 0 |  | 0 |  | 0 |  |  | 0 | 0 | 0 |  |  | 0 | 0 | 0 | 0 | 0 | 0 | 0 | 0 | 0 | 0 | 0 | 0 | 0 | 0 | 0 | 0 | 0 | 0 | 0 | 0 | 0
0 | 0 |  |  |  | 0 | [11 empty] | 0 | 0 |  | 0 |  | 0 | [5 empty] | 0 |  | 0 |  | 0 |  | 0 |  | 0 |  | 0 |  | 0 |  | 0 |  |  | 0 | 0 | 0 |  |  | 0 | 0 | 0 | 0 | 0 | 0 | 0 | 0 | 0 | 0 | 0 | 0 | 0 | 0 | 0 | 0 | 0 | 0 | 0 | 0 | 0
0 | 0 |  |  |  | 0 | [11 empty] | 0 | 0 |  | 0 |  | 0 | [5 empty] | 0 |  | 0 |  | 0 |  | 0 |  | 0 |  | 0 |  | 0 |  | 0 |  |  | 0 | 0 | 0 |  |  | 0 | 0 | 0 | 0 | 0 | 0 | 0 | 0 | 0 | 0 | 0 | 0 | 0 | 0 | 0 | 0 | 0 | 0 | 0 | 0 | 0
0 | 0 |  |  |  | 0 | [11 empty] | 0 | 0 |  | 0 |  | 0 | [5 empty] | 0 |  | 0 |  | 0 |  | 0 |  | 0 |  | 0 |  | 0 |  | 0 |  |  | 0 | 0 | 0 |  |  | 0 | 0 | 0 | 0 | 0 | 0 | 0 | 0 | 0 | 0 | 0 | 0 | 0 | 0 | 0 | 0 | 0 | 0 | 0 | 0 | 0
0 | 0 |  |  |  | 0 | [11 empty] | 0 | 0 |  | 0 |  | 0 | [5 empty] | 0 |  | 0 |  | 0 |  | 0 |  | 0 |  | 0 |  | 0 |  | 0 |  |  | 0 | 0 | 0 |  |  | 0 | 0 | 0 | 0 | 0 | 0 | 0 | 0 | 0 | 0 | 0 | 0 | 0 | 0 | 0 | 0 | 0 | 0 | 0 | 0 | 0
0 | 0 |  |  |  | 0 | [11 empty] | 0 | 0 |  | 0 |  | 0 | [5 empty] | 0 |  | 0 |  | 0 |  | 0 |  | 0 |  | 0 |  | 0 |  | 0 |  |  | 0 | 0 | 0 |  |  | 0 | 0 | 0 | 0 | 0 | 0 | 0 | 0 | 0 | 0 | 0 | 0 | 0 | 0 | 0 | 0 | 0 | 0 | 0 | 0 | 0
0 | 0 |  |  |  | 0 | [11 empty] | 0 | 0 |  | 0 |  | 0 | [5 empty] | 0 |  | 0 |  | 0 |  | 0 |  | 0 |  | 0 |  | 0 |  | 0 |  |  | 0 | 0 | 0 |  |  | 0 | 0 | 0 | 0 | 0 | 0 | 0 | 0 | 0 | 0 | 0 | 0 | 0 | 0 | 0 | 0 | 0 | 0 | 0 | 0 | 0
0 | 0 |  |  |  | 0 | [11 empty] | 0 | 0 |  | 0 |  | 0 | [5 empty] | 0 |  | 0 |  | 0 |  | 0 |  | 0 |  | 0 |  | 0 |  | 0 |  |  | 0 | 0 | 0 |  |  | 0 | 0 | 0 | 0 | 0 | 0 | 0 | 0 | 0 | 0 | 0 | 0 | 0 | 0 | 0 | 0 | 0 | 0 | 0 | 0 | 0
0 | 0 |  |  |  | 0 | [11 empty] | 0 | 0 |  | 0 |  | 0 | [5 empty] | 0 |  | 0 |  | 0 |  | 0 |  | 0 |  | 0 |  | 0 |  | 0 |  |  | 0 | 0 | 0 |  |  | 0 | 0 | 0 | 0 | 0 | 0 | 0 | 0 | 0 | 0 | 0 | 0 | 0 | 0 | 0 | 0 | 0 | 0 | 0 | 0 | 0
0 | 0 |  |  |  | 0 | [11 empty] | 0 | 0 |  | 0 |  | 0 | [5 empty] | 0 |  | 0 |  | 0 |  | 0 |  | 0 |  | 0 |  | 0 |  | 0 |  |  | 0 | 0 | 0 |  |  | 0 | 0 | 0 | 0 | 0 | 0 | 0 | 0 | 0 | 0 | 0 | 0 | 0 | 0 | 0 | 0 | 0 | 0 | 0 | 0 | 0
0 | 0 |  |  |  | 0 | [11 empty] | 0 | 0 |  | 0 |  | 0 | [5 empty] | 0 |  | 0 |  | 0 |  | 0 |  | 0 |  | 0 |  | 0 |  | 0 |  |  | 0 | 0 | 0 |  |  | 0 | 0 | 0 | 0 | 0 | 0 | 0 | 0 | 0 | 0 | 0 | 0 | 0 | 0 | 0 | 0 | 0 | 0 | 0 | 0 | 0
0 | 0 |  |  |  | 0 | [11 empty] | 0 | 0 |  | 0 |  | 0 | [5 empty] | 0 |  | 0 |  | 0 |  | 0 |  | 0 |  | 0 |  | 0 |  | 0 |  |  | 0 | 0 | 0 |  |  | 0 | 0 | 0 | 0 | 0 | 0 | 0 | 0 | 0 | 0 | 0 | 0 | 0 | 0 | 0 | 0 | 0 | 0 | 0 | 0 | 0
0 | 0 |  |  |  | 0 | [11 empty] | 0 | 0 |  | 0 |  | 0 | [5 empty] | 0 |  | 0 |  | 0 |  | 0 |  | 0 |  | 0 |  | 0 |  | 0 |  |  | 0 | 0 | 0 |  |  | 0 | 0 | 0 | 0 | 0 | 0 | 0 | 0 | 0 | 0 | 0 | 0 | 0 | 0 | 0 | 0 | 0 | 0 | 0 | 0 | 0
0 | 0 |  |  |  | 0 | [11 empty] | 0 | 0 |  | 0 |  | 0 | [5 empty] | 0 |  | 0 |  | 0 |  | 0 |  | 0 |  | 0 |  | 0 |  | 0 |  |  | 0 | 0 | 0 |  |  | 0 | 0 | 0 | 0 | 0 | 0 | 0 | 0 | 0 | 0 | 0 | 0 | 0 | 0 | 0 | 0 | 0 | 0 | 0 | 0 | 0
0 | 0 |  |  |  | 0 | [11 empty] | 0 | 0 |  | 0 |  | 0 | [5 empty] | 0 |  | 0 |  | 0 |  | 0 |  | 0 |  | 0 |  | 0 |  | 0 |  |  | 0 | 0 | 0 |  |  | 0 | 0 | 0 | 0 | 0 | 0 | 0 | 0 | 0 | 0 | 0 | 0 | 0 | 0 | 0 | 0 | 0 | 0 | 0 | 0 | 0
0 | 0 |  |  |  | 0 | [11 empty] | 0 | 0 |  | 0 |  | 0 | [5 empty] | 0 |  | 0 |  | 0 |  | 0 |  | 0 |  | 0 |  | 0 |  | 0 |  |  | 0 | 0 | 0 |  |  | 0 | 0 | 0 | 0 | 0 | 0 | 0 | 0 | 0 | 0 | 0 | 0 | 0 | 0 | 0 | 0 | 0 | 0 | 0 | 0 | 0
0 | 0 |  |  |  | 0 | [11 empty] | 0 | 0 |  | 0 |  | 0 | [5 empty] | 0 |  | 0 |  | 0 |  | 0 |  | 0 |  | 0 |  | 0 |  | 0 |  |  | 0 | 0 | 0 |  |  | 0 | 0 | 0 | 0 | 0 | 0 | 0 | 0 | 0 | 0 | 0 | 0 | 0 | 0 | 0 | 0 | 0 | 0 | 0 | 0 | 0
0 | 0 |  |  |  | 0 | [11 empty] | 0 | 0 |  | 0 |  | 0 | [5 empty] | 0 |  | 0 |  | 0 |  | 0 |  | 0 |  | 0 |  | 0 |  | 0 |  |  | 0 | 0 | 0 |  |  | 0 | 0 | 0 | 0 | 0 | 0 | 0 | 0 | 0 | 0 | 0 | 0 | 0 | 0 | 0 | 0 | 0 | 0 | 0 | 0 | 0
0 | 0 |  |  |  | 0 | [11 empty] | 0 | 0 |  | 0 |  | 0 | [5 empty] | 0 |  | 0 |  | 0 |  | 0 |  | 0 |  | 0 |  | 0 |  | 0 |  |  | 0 | 0 | 0 |  |  | 0 | 0 | 0 | 0 | 0 | 0 | 0 | 0 | 0 | 0 | 0 | 0 | 0 | 0 | 0 | 0 | 0 | 0 | 0 | 0 | 0
0 | 0 |  |  |  | 0 | [11 empty] | 0 | 0 |  | 0 |  | 0 | [5 empty] | 0 |  | 0 |  | 0 |  | 0 |  | 0 |  | 0 |  | 0 |  | 0 |  |  | 0 | 0 | 0 |  |  | 0 | 0 | 0 | 0 | 0 | 0 | 0 | 0 | 0 | 0 | 0 | 0 | 0 | 0 | 0 | 0 | 0 | 0 | 0 | 0 | 0
0 | 0 |  |  |  | 0 | [11 empty] | 0 | 0 |  | 0 |  | 0 | [5 empty] | 0 |  | 0 |  | 0 |  | 0 |  | 0 |  | 0 |  | 0 |  | 0 |  |  | 0 | 0 | 0 |  |  | 0 | 0 | 0 | 0 | 0 | 0 | 0 | 0 | 0 | 0 | 0 | 0 | 0 | 0 | 0 | 0 | 0 | 0 | 0 | 0 | 0
0 | 0 |  |  |  | 0 | [11 empty] | 0 | 0 |  | 0 |  | 0 | [5 empty] | 0 |  | 0 |  | 0 |  | 0 |  | 0 |  | 0 |  | 0 |  | 0 |  |  | 0 | 0 | 0 |  |  | 0 | 0 | 0 | 0 | 0 | 0 | 0 | 0 | 0 | 0 | 0 | 0 | 0 | 0 | 0 | 0 | 0 | 0 | 0 | 0 | 0
0 | 0 |  |  |  | 0 | [11 empty] | 0 | 0 |  | 0 |  | 0 | [5 empty] | 0 |  | 0 |  | 0 |  | 0 |  | 0 |  | 0 |  | 0 |  | 0 |  |  | 0 | 0 | 0 |  |  | 0 | 0 | 0 | 0 | 0 | 0 | 0 | 0 | 0 | 0 | 0 | 0 | 0 | 0 | 0 | 0 | 0 | 0 | 0 | 0 | 0
0 | 0 |  |  |  | 0 | [11 empty] | 0 | 0 |  | 0 |  | 0 | [5 empty] | 0 |  | 0 |  | 0 |  | 0 |  | 0 |  | 0 |  | 0 |  | 0 |  |  | 0 | 0 | 0 |  |  | 0 | 0 | 0 | 0 | 0 | 0 | 0 | 0 | 0 | 0 | 0 | 0 | 0 | 0 | 0 | 0 | 0 | 0 | 0 | 0 | 0
0 | 0 |  |  |  | 0 | [11 empty] | 0 | 0 |  | 0 |  | 0 | [5 empty] | 0 |  | 0 |  | 0 |  | 0 |  | 0 |  | 0 |  | 0 |  | 0 |  |  | 0 | 0 | 0 |  |  | 0 | 0 | 0 | 0 | 0 | 0 | 0 | 0 | 0 | 0 | 0 | 0 | 0 | 0 | 0 | 0 | 0 | 0 | 0 | 0 | 0
0 | 0 |  |  |  | 0 | [11 empty] | 0 | 0 |  | 0 |  | 0 | [5 empty] | 0 |  | 0 |  | 0 |  | 0 |  | 0 |  | 0 |  | 0 |  | 0 |  |  | 0 | 0 | 0 |  |  | 0 | 0 | 0 | 0 | 0 | 0 | 0 | 0 | 0 | 0 | 0 | 0 | 0 | 0 | 0 | 0 | 0 | 0 | 0 | 0 | 0
0 | 0 |  |  |  | 0 | [11 empty] | 0 | 0 |  | 0 |  | 0 | [5 empty] | 0 |  | 0 |  | 0 |  | 0 |  | 0 |  | 0 |  | 0 |  | 0 |  |  | 0 | 0 | 0 |  |  | 0 | 0 | 0 | 0 | 0 | 0 | 0 | 0 | 0 | 0 | 0 | 0 | 0 | 0 | 0 | 0 | 0 | 0 | 0 | 0 | 0
0 | 0 |  |  |  | 0 | [11 empty] | 0 | 0 |  | 0 |  | 0 | [5 empty] | 0 |  | 0 |  | 0 |  | 0 |  | 0 |  | 0 |  | 0 |  | 0 |  |  | 0 | 0 | 0 |  |  | 0 | 0 | 0 | 0 | 0 | 0 | 0 | 0 | 0 | 0 | 0 | 0 | 0 | 0 | 0 | 0 | 0 | 0 | 0 | 0 | 0
0 | 0 |  |  |  | 0 | [11 empty] | 0 | 0 |  | 0 |  | 0 | [5 empty] | 0 |  | 0 |  | 0 |  | 0 |  | 0 |  | 0 |  | 0 |  | 0 |  |  | 0 | 0 | 0 |  |  | 0 | 0 | 0 | 0 | 0 | 0 | 0 | 0 | 0 | 0 | 0 | 0 | 0 | 0 | 0 | 0 | 0 | 0 | 0 | 0 | 0
0 | 0 |  |  |  | 0 | [11 empty] | 0 | 0 |  | 0 |  | 0 | [5 empty] | 0 |  | 0 |  | 0 |  | 0 |  | 0 |  | 0 |  | 0 |  | 0 |  |  | 0 | 0 | 0 |  |  | 0 | 0 | 0 | 0 | 0 | 0 | 0 | 0 | 0 | 0 | 0 | 0 | 0 | 0 | 0 | 0 | 0 | 0 | 0 | 0 | 0
0 | 0 |  |  |  | 0 | [11 empty] | 0 | 0 |  | 0 |  | 0 | [5 empty] | 0 |  | 0 |  | 0 |  | 0 |  | 0 |  | 0 |  | 0 |  | 0 |  |  | 0 | 0 | 0 |  |  | 0 | 0 | 0 | 0 | 0 | 0 | 0 | 0 | 0 | 0 | 0 | 0 | 0 | 0 | 0 | 0 | 0 | 0 | 0 | 0 | 0
0 | 0 |  |  |  | 0 | [11 empty] | 0 | 0 |  | 0 |  | 0 | [5 empty] | 0 |  | 0 |  | 0 |  | 0 |  | 0 |  | 0 |  | 0 |  | 0 |  |  | 0 | 0 | 0 |  |  | 0 | 0 | 0 | 0 | 0 | 0 | 0 | 0 | 0 | 0 | 0 | 0 | 0 | 0 | 0 | 0 | 0 | 0 | 0 | 0 | 0
0 | 0 |  |  |  | 0 | [11 empty] | 0 | 0 |  | 0 |  | 0 | [5 empty] | 0 |  | 0 |  | 0 |  | 0 |  | 0 |  | 0 |  | 0 |  | 0 |  |  | 0 | 0 | 0 |  |  | 0 | 0 | 0 | 0 | 0 | 0 | 0 | 0 | 0 | 0 | 0 | 0 | 0 | 0 | 0 | 0 | 0 | 0 | 0 | 0 | 0
0 | 0 |  |  |  | 0 | [11 empty] | 0 | 0 |  | 0 |  | 0 | [5 empty] | 0 |  | 0 |  | 0 |  | 0 |  | 0 |  | 0 |  | 0 |  | 0 |  |  | 0 | 0 | 0 |  |  | 0 | 0 | 0 | 0 | 0 | 0 | 0 | 0 | 0 | 0 | 0 | 0 | 0 | 0 | 0 | 0 | 0 | 0 | 0 | 0 | 0
0 | 0 |  |  |  | 0 | [11 empty] | 0 | 0 |  | 0 |  | 0 | [5 empty] | 0 |  | 0 |  | 0 |  | 0 |  | 0 |  | 0 |  | 0 |  | 0 |  |  | 0 | 0 | 0 |  |  | 0 | 0 | 0 | 0 | 0 | 0 | 0 | 0 | 0 | 0 | 0 | 0 | 0 | 0 | 0 | 0 | 0 | 0 | 0 | 0 | 0
0 | 0 |  |  |  | 0 | [11 empty] | 0 | 0 |  | 0 |  | 0 | [5 empty] | 0 |  | 0 |  | 0 |  | 0 |  | 0 |  | 0 |  | 0 |  | 0 |  |  | 0 | 0 | 0 |  |  | 0 | 0 | 0 | 0 | 0 | 0 | 0 | 0 | 0 | 0 | 0 | 0 | 0 | 0 | 0 | 0 | 0 | 0 | 0 | 0 | 0
0 | 0 |  |  |  | 0 | [11 empty] | 0 | 0 |  | 0 |  | 0 | [5 empty] | 0 |  | 0 |  | 0 |  | 0 |  | 0 |  | 0 |  | 0 |  | 0 |  |  | 0 | 0 | 0 |  |  | 0 | 0 | 0 | 0 | 0 | 0 | 0 | 0 | 0 | 0 | 0 | 0 | 0 | 0 | 0 | 0 | 0 | 0 | 0 | 0 | 0
0 | 0 |  |  |  | 0 | [11 empty] | 0 | 0 |  | 0 |  | 0 | [5 empty] | 0 |  | 0 |  | 0 |  | 0 |  | 0 |  | 0 |  | 0 |  | 0 |  |  | 0 | 0 | 0 |  |  | 0 | 0 | 0 | 0 | 0 | 0 | 0 | 0 | 0 | 0 | 0 | 0 | 0 | 0 | 0 | 0 | 0 | 0 | 0 | 0 | 0
0 | 0 |  |  |  | 0 | [11 empty] | 0 | 0 |  | 0 |  | 0 | [5 empty] | 0 |  | 0 |  | 0 |  | 0 |  | 0 |  | 0 |  | 0 |  | 0 |  |  | 0 | 0 | 0 |  |  | 0 | 0 | 0 | 0 | 0 | 0 | 0 | 0 | 0 | 0 | 0 | 0 | 0 | 0 | 0 | 0 | 0 | 0 | 0 | 0 | 0
0 | 0 |  |  |  | 0 | [11 empty] | 0 | 0 |  | 0 |  | 0 | [5 empty] | 0 |  | 0 |  | 0 |  | 0 |  | 0 |  | 0 |  | 0 |  | 0 |  |  | 0 | 0 | 0 |  |  | 0 | 0 | 0 | 0 | 0 | 0 | 0 | 0 | 0 | 0 | 0 | 0 | 0 | 0 | 0 | 0 | 0 | 0 | 0 | 0 | 0
0 | 0 |  |  |  | 0 | [11 empty] | 0 | 0 |  | 0 |  | 0 | [5 empty] | 0 |  | 0 |  | 0 |  | 0 |  | 0 |  | 0 |  | 0 |  | 0 |  |  | 0 | 0 | 0 |  |  | 0 | 0 | 0 | 0 | 0 | 0 | 0 | 0 | 0 | 0 | 0 | 0 | 0 | 0 | 0 | 0 | 0 | 0 | 0 | 0 | 0
0 | 0 |  |  |  | 0 | [11 empty] | 0 | 0 |  | 0 |  | 0 | [5 empty] | 0 |  | 0 |  | 0 |  | 0 |  | 0 |  | 0 |  | 0 |  | 0 |  |  | 0 | 0 | 0 |  |  | 0 | 0 | 0 | 0 | 0 | 0 | 0 | 0 | 0 | 0 | 0 | 0 | 0 | 0 | 0 | 0 | 0 | 0 | 0 | 0 | 0
0 | 0 |  |  |  | 0 | [11 empty] | 0 | 0 |  | 0 |  | 0 | [5 empty] | 0 |  | 0 |  | 0 |  | 0 |  | 0 |  | 0 |  | 0 |  | 0 |  |  | 0 | 0 | 0 |  |  | 0 | 0 | 0 | 0 | 0 | 0 | 0 | 0 | 0 | 0 | 0 | 0 | 0 | 0 | 0 | 0 | 0 | 0 | 0 | 0 | 0
0 | 0 |  |  |  | 0 | [11 empty] | 0 | 0 |  | 0 |  | 0 | [5 empty] | 0 |  | 0 |  | 0 |  | 0 |  | 0 |  | 0 |  | 0 |  | 0 |  |  | 0 | 0 | 0 |  |  | 0 | 0 | 0 | 0 | 0 | 0 | 0 | 0 | 0 | 0 | 0 | 0 | 0 | 0 | 0 | 0 | 0 | 0 | 0 | 0 | 0
0 | 0 |  |  |  | 0 | [11 empty] | 0 | 0 |  | 0 |  | 0 | [5 empty] | 0 |  | 0 |  | 0 |  | 0 |  | 0 |  | 0 |  | 0 |  | 0 |  |  | 0 | 0 | 0 |  |  | 0 | 0 | 0 | 0 | 0 | 0 | 0 | 0 | 0 | 0 | 0 | 0 | 0 | 0 | 0 | 0 | 0 | 0 | 0 | 0 | 0
0 | 0 |  |  |  | 0 | [11 empty] | 0 | 0 |  | 0 |  | 0 | [5 empty] | 0 |  | 0 |  | 0 |  | 0 |  | 0 |  | 0 |  | 0 |  | 0 |  |  | 0 | 0 | 0 |  |  | 0 | 0 | 0 | 0 | 0 | 0 | 0 | 0 | 0 | 0 | 0 | 0 | 0 | 0 | 0 | 0 | 0 | 0 | 0 | 0 | 0
0 | 0 |  |  |  | 0 | [11 empty] | 0 | 0 |  | 0 |  | 0 | [5 empty] | 0 |  | 0 |  | 0 |  | 0 |  | 0 |  | 0 |  | 0 |  | 0 |  |  | 0 | 0 | 0 |  |  | 0 | 0 | 0 | 0 | 0 | 0 | 0 | 0 | 0 | 0 | 0 | 0 | 0 | 0 | 0 | 0 | 0 | 0 | 0 | 0 | 0
0 | 0 |  |  |  | 0 | [11 empty] | 0 | 0 |  | 0 |  | 0 | [5 empty] | 0 |  | 0 |  | 0 |  | 0 |  | 0 |  | 0 |  | 0 |  | 0 |  |  | 0 | 0 | 0 |  |  | 0 | 0 | 0 | 0 | 0 | 0 | 0 | 0 | 0 | 0 | 0 | 0 | 0 | 0 | 0 | 0 | 0 | 0 | 0 | 0 | 0
0 | 0 |  |  |  | 0 | [11 empty] | 0 | 0 |  | 0 |  | 0 | [5 empty] | 0 |  | 0 |  | 0 |  | 0 |  | 0 |  | 0 |  | 0 |  | 0 |  |  | 0 | 0 | 0 |  |  | 0 | 0 | 0 | 0 | 0 | 0 | 0 | 0 | 0 | 0 | 0 | 0 | 0 | 0 | 0 | 0 | 0 | 0 | 0 | 0 | 0
0 | 0 |  |  |  | 0 | [11 empty] | 0 | 0 |  | 0 |  | 0 | [5 empty] | 0 |  | 0 |  | 0 |  | 0 |  | 0 |  | 0 |  | 0 |  | 0 |  |  | 0 | 0 | 0 |  |  | 0 | 0 | 0 | 0 | 0 | 0 | 0 | 0 | 0 | 0 | 0 | 0 | 0 | 0 | 0 | 0 | 0 | 0 | 0 | 0 | 0
0 | 0 |  |  |  | 0 | [11 empty] | 0 | 0 |  | 0 |  | 0 | [5 empty] | 0 |  | 0 |  | 0 |  | 0 |  | 0 |  | 0 |  | 0 |  | 0 |  |  | 0 | 0 | 0 |  |  | 0 | 0 | 0 | 0 | 0 | 0 | 0 | 0 | 0 | 0 | 0 | 0 | 0 | 0 | 0 | 0 | 0 | 0 | 0 | 0 | 0
0 | 0 |  |  |  | 0 | [11 empty] | 0 | 0 |  | 0 |  | 0 | [5 empty] | 0 |  | 0 |  | 0 |  | 0 |  | 0 |  | 0 |  | 0 |  | 0 |  |  | 0 | 0 | 0 |  |  | 0 | 0 | 0 | 0 | 0 | 0 | 0 | 0 | 0 | 0 | 0 | 0 | 0 | 0 | 0 | 0 | 0 | 0 | 0 | 0 | 0
0 | 0 |  |  |  | 0 | [11 empty] | 0 | 0 |  | 0 |  | 0 | [5 empty] | 0 |  | 0 |  | 0 |  | 0 |  | 0 |  | 0 |  | 0 |  | 0 |  |  | 0 | 0 | 0 |  |  | 0 | 0 | 0 | 0 | 0 | 0 | 0 | 0 | 0 | 0 | 0 | 0 | 0 | 0 | 0 | 0 | 0 | 0 | 0 | 0 | 0
0 | 0 |  |  |  | 0 | [11 empty] | 0 | 0 |  | 0 |  | 0 | [5 empty] | 0 |  | 0 |  | 0 |  | 0 |  | 0 |  | 0 |  | 0 |  | 0 |  |  | 0 | 0 | 0 |  |  | 0 | 0 | 0 | 0 | 0 | 0 | 0 | 0 | 0 | 0 | 0 | 0 | 0 | 0 | 0 | 0 | 0 | 0 | 0 | 0 | 0
0 | 0 |  |  |  | 0 | [11 empty] | 0 | 0 |  | 0 |  | 0 | [5 empty] | 0 |  | 0 |  | 0 |  | 0 |  | 0 |  | 0 |  | 0 |  | 0 |  |  | 0 | 0 | 0 |  |  | 0 | 0 | 0 | 0 | 0 | 0 | 0 | 0 | 0 | 0 | 0 | 0 | 0 | 0 | 0 | 0 | 0 | 0 | 0 | 0 | 0
0 | 0 |  |  |  | 0 | [11 empty] | 0 | 0 |  | 0 |  | 0 | [5 empty] | 0 |  | 0 |  | 0 |  | 0 |  | 0 |  | 0 |  | 0 |  | 0 |  |  | 0 | 0 | 0 |  |  | 0 | 0 | 0 | 0 | 0 | 0 | 0 | 0 | 0 | 0 | 0 | 0 | 0 | 0 | 0 | 0 | 0 | 0 | 0 | 0 | 0
0 | 0 |  |  |  | 0 | [11 empty] | 0 | 0 |  | 0 |  | 0 | [5 empty] | 0 |  | 0 |  | 0 |  | 0 |  | 0 |  | 0 |  | 0 |  | 0 |  |  | 0 | 0 | 0 |  |  | 0 | 0 | 0 | 0 | 0 | 0 | 0 | 0 | 0 | 0 | 0 | 0 | 0 | 0 | 0 | 0 | 0 | 0 | 0 | 0 | 0
0 | 0 |  |  |  | 0 | [11 empty] | 0 | 0 |  | 0 |  | 0 | [5 empty] | 0 |  | 0 |  | 0 |  | 0 |  | 0 |  | 0 |  | 0 |  | 0 |  |  | 0 | 0 | 0 |  |  | 0 | 0 | 0 | 0 | 0 | 0 | 0 | 0 | 0 | 0 | 0 | 0 | 0 | 0 | 0 | 0 | 0 | 0 | 0 | 0 | 0
0 | 0 |  |  |  | 0 | [11 empty] | 0 | 0 |  | 0 |  | 0 | [5 empty] | 0 |  | 0 |  | 0 |  | 0 |  | 0 |  | 0 |  | 0 |  | 0 |  |  | 0 | 0 | 0 |  |  | 0 | 0 | 0 | 0 | 0 | 0 | 0 | 0 | 0 | 0 | 0 | 0 | 0 | 0 | 0 | 0 | 0 | 0 | 0 | 0 | 0
0 | 0 |  |  |  | 0 | [11 empty] | 0 | 0 |  | 0 |  | 0 | [5 empty] | 0 |  | 0 |  | 0 |  | 0 |  | 0 |  | 0 |  | 0 |  | 0 |  |  | 0 | 0 | 0 |  |  | 0 | 0 | 0 | 0 | 0 | 0 | 0 | 0 | 0 | 0 | 0 | 0 | 0 | 0 | 0 | 0 | 0 | 0 | 0 | 0 | 0
0 | 0 |  |  |  | 0 | [11 empty] | 0 | 0 |  | 0 |  | 0 | [5 empty] | 0 |  | 0 |  | 0 |  | 0 |  | 0 |  | 0 |  | 0 |  | 0 |  |  | 0 | 0 | 0 |  |  | 0 | 0 | 0 | 0 | 0 | 0 | 0 | 0 | 0 | 0 | 0 | 0 | 0 | 0 | 0 | 0 | 0 | 0 | 0 | 0 | 0
0 | 0 |  |  |  | 0 | [11 empty] | 0 | 0 |  | 0 |  | 0 | [5 empty] | 0 |  | 0 |  | 0 |  | 0 |  | 0 |  | 0 |  | 0 |  | 0 |  |  | 0 | 0 | 0 |  |  | 0 | 0 | 0 | 0 | 0 | 0 | 0 | 0 | 0 | 0 | 0 | 0 | 0 | 0 | 0 | 0 | 0 | 0 | 0 | 0 | 0
0 | 0 |  |  |  | 0 | [11 empty] | 0 | 0 |  | 0 |  | 0 | [5 empty] | 0 |  | 0 |  | 0 |  | 0 |  | 0 |  | 0 |  | 0 |  | 0 |  |  | 0 | 0 | 0 |  |  | 0 | 0 | 0 | 0 | 0 | 0 | 0 | 0 | 0 | 0 | 0 | 0 | 0 | 0 | 0 | 0 | 0 | 0 | 0 | 0 | 0
0 | 0 |  |  |  | 0 | [11 empty] | 0 | 0 |  | 0 |  | 0 | [5 empty] | 0 |  | 0 |  | 0 |  | 0 |  | 0 |  | 0 |  | 0 |  | 0 |  |  | 0 | 0 | 0 |  |  | 0 | 0 | 0 | 0 | 0 | 0 | 0 | 0 | 0 | 0 | 0 | 0 | 0 | 0 | 0 | 0 | 0 | 0 | 0 | 0 | 0
0 | 0 |  |  |  | 0 | [11 empty] | 0 | 0 |  | 0 |  | 0 | [5 empty] | 0 |  | 0 |  | 0 |  | 0 |  | 0 |  | 0 |  | 0 |  | 0 |  |  | 0 | 0 | 0 |  |  | 0 | 0 | 0 | 0 | 0 | 0 | 0 | 0 | 0 | 0 | 0 | 0 | 0 | 0 | 0 | 0 | 0 | 0 | 0 | 0 | 0
0 | 0 |  |  |  | 0 | [11 empty] | 0 | 0 |  | 0 |  | 0 | [5 empty] | 0 |  | 0 |  | 0 |  | 0 |  | 0 |  | 0 |  | 0 |  | 0 |  |  | 0 | 0 | 0 |  |  | 0 | 0 | 0 | 0 | 0 | 0 | 0 | 0 | 0 | 0 | 0 | 0 | 0 | 0 | 0 | 0 | 0 | 0 | 0 | 0 | 0
0 | 0 |  |  |  | 0 | [11 empty] | 0 | 0 |  | 0 |  | 0 | [5 empty] | 0 |  | 0 |  | 0 |  | 0 |  | 0 |  | 0 |  | 0 |  | 0 |  |  | 0 | 0 | 0 |  |  | 0 | 0 | 0 | 0 | 0 | 0 | 0 | 0 | 0 | 0 | 0 | 0 | 0 | 0 | 0 | 0 | 0 | 0 | 0 | 0 | 0
0 | 0 |  |  |  | 0 | [11 empty] | 0 | 0 |  | 0 |  | 0 | [5 empty] | 0 |  | 0 |  | 0 |  | 0 |  | 0 |  | 0 |  | 0 |  | 0 |  |  | 0 | 0 | 0 |  |  | 0 | 0 | 0 | 0 | 0 | 0 | 0 | 0 | 0 | 0 | 0 | 0 | 0 | 0 | 0 | 0 | 0 | 0 | 0 | 0 | 0
0 | 0 |  |  |  | 0 | [11 empty] | 0 | 0 |  | 0 |  | 0 | [5 empty] | 0 |  | 0 |  | 0 |  | 0 |  | 0 |  | 0 |  | 0 |  | 0 |  |  | 0 | 0 | 0 |  |  | 0 | 0 | 0 | 0 | 0 | 0 | 0 | 0 | 0 | 0 | 0 | 0 | 0 | 0 | 0 | 0 | 0 | 0 | 0 | 0 | 0
0 | 0 |  |  |  | 0 | [11 empty] | 0 | 0 |  | 0 |  | 0 | [5 empty] | 0 |  | 0 |  | 0 |  | 0 |  | 0 |  | 0 |  | 0 |  | 0 |  |  | 0 | 0 | 0 |  |  | 0 | 0 | 0 | 0 | 0 | 0 | 0 | 0 | 0 | 0 | 0 | 0 | 0 | 0 | 0 | 0 | 0 | 0 | 0 | 0 | 0
0 | 0 |  |  |  | 0 | [11 empty] | 0 | 0 |  | 0 |  | 0 | [5 empty] | 0 |  | 0 |  | 0 |  | 0 |  | 0 |  | 0 |  | 0 |  | 0 |  |  | 0 | 0 | 0 |  |  | 0 | 0 | 0 | 0 | 0 | 0 | 0 | 0 | 0 | 0 | 0 | 0 | 0 | 0 | 0 | 0 | 0 | 0 | 0 | 0 | 0
0 | 0 |  |  |  | 0 | [11 empty] | 0 | 0 |  | 0 |  | 0 | [5 empty] | 0 |  | 0 |  | 0 |  | 0 |  | 0 |  | 0 |  | 0 |  | 0 |  |  | 0 | 0 | 0 |  |  | 0 | 0 | 0 | 0 | 0 | 0 | 0 | 0 | 0 | 0 | 0 | 0 | 0 | 0 | 0 | 0 | 0 | 0 | 0 | 0 | 0
0 | 0 |  |  |  | 0 | [11 empty] | 0 | 0 |  | 0 |  | 0 | [5 empty] | 0 |  | 0 |  | 0 |  | 0 |  | 0 |  | 0 |  | 0 |  | 0 |  |  | 0 | 0 | 0 |  |  | 0 | 0 | 0 | 0 | 0 | 0 | 0 | 0 | 0 | 0 | 0 | 0 | 0 | 0 | 0 | 0 | 0 | 0 | 0 | 0 | 0
0 | 0 |  |  |  | 0 | [11 empty] | 0 | 0 |  | 0 |  | 0 | [5 empty] | 0 |  | 0 |  | 0 |  | 0 |  | 0 |  | 0 |  | 0 |  | 0 |  |  | 0 | 0 | 0 |  |  | 0 | 0 | 0 | 0 | 0 | 0 | 0 | 0 | 0 | 0 | 0 | 0 | 0 | 0 | 0 | 0 | 0 | 0 | 0 | 0 | 0
0 | 0 |  |  |  | 0 | [11 empty] | 0 | 0 |  | 0 |  | 0 | [5 empty] | 0 |  | 0 |  | 0 |  | 0 |  | 0 |  | 0 |  | 0 |  | 0 |  |  | 0 | 0 | 0 |  |  | 0 | 0 | 0 | 0 | 0 | 0 | 0 | 0 | 0 | 0 | 0 | 0 | 0 | 0 | 0 | 0 | 0 | 0 | 0 | 0 | 0
0 | 0 |  |  |  | 0 | [11 empty] | 0 | 0 |  | 0 |  | 0 | [5 empty] | 0 |  | 0 |  | 0 |  | 0 |  | 0 |  | 0 |  | 0 |  | 0 |  |  | 0 | 0 | 0 |  |  | 0 | 0 | 0 | 0 | 0 | 0 | 0 | 0 | 0 | 0 | 0 | 0 | 0 | 0 | 0 | 0 | 0 | 0 | 0 | 0 | 0
0 | 0 |  |  |  | 0 | [11 empty] | 0 | 0 |  | 0 |  | 0 | [5 empty] | 0 |  | 0 |  | 0 |  | 0 |  | 0 |  | 0 |  | 0 |  | 0 |  |  | 0 | 0 | 0 |  |  | 0 | 0 | 0 | 0 | 0 | 0 | 0 | 0 | 0 | 0 | 0 | 0 | 0 | 0 | 0 | 0 | 0 | 0 | 0 | 0 | 0
0 | 0 |  |  |  | 0 | [11 empty] | 0 | 0 |  | 0 |  | 0 | [5 empty] | 0 |  | 0 |  | 0 |  | 0 |  | 0 |  | 0 |  | 0 |  | 0 |  |  | 0 | 0 | 0 |  |  | 0 | 0 | 0 | 0 | 0 | 0 | 0 | 0 | 0 | 0 | 0 | 0 | 0 | 0 | 0 | 0 | 0 | 0 | 0 | 0 | 0
0 | 0 |  |  |  | 0 | [11 empty] | 0 | 0 |  | 0 |  | 0 | [5 empty] | 0 |  | 0 |  | 0 |  | 0 |  | 0 |  | 0 |  | 0 |  | 0 |  |  | 0 | 0 | 0 |  |  | 0 | 0 | 0 | 0 | 0 | 0 | 0 | 0 | 0 | 0 | 0 | 0 | 0 | 0 | 0 | 0 | 0 | 0 | 0 | 0 | 0
0 | 0 |  |  |  | 0 | [11 empty] | 0 | 0 |  | 0 |  | 0 | [5 empty] | 0 |  | 0 |  | 0 |  | 0 |  | 0 |  | 0 |  | 0 |  | 0 |  |  | 0 | 0 | 0 |  |  | 0 | 0 | 0 | 0 | 0 | 0 | 0 | 0 | 0 | 0 | 0 | 0 | 0 | 0 | 0 | 0 | 0 | 0 | 0 | 0 | 0
0 | 0 |  |  |  | 0 | [11 empty] | 0 | 0 |  | 0 |  | 0 | [5 empty] | 0 |  | 0 |  | 0 |  | 0 |  | 0 |  | 0 |  | 0 |  | 0 |  |  | 0 | 0 | 0 |  |  | 0 | 0 | 0 | 0 | 0 | 0 | 0 | 0 | 0 | 0 | 0 | 0 | 0 | 0 | 0 | 0 | 0 | 0 | 0 | 0 | 0
0 | 0 |  |  |  | 0 | [11 empty] | 0 | 0 |  | 0 |  | 0 | [5 empty] | 0 |  | 0 |  | 0 |  | 0 |  | 0 |  | 0 |  | 0 |  | 0 |  |  | 0 | 0 | 0 |  |  | 0 | 0 | 0 | 0 | 0 | 0 | 0 | 0 | 0 | 0 | 0 | 0 | 0 | 0 | 0 | 0 | 0 | 0 | 0 | 0 | 0
0 | 0 |  |  |  | 0 | [11 empty] | 0 | 0 |  | 0 |  | 0 | [5 empty] | 0 |  | 0 |  | 0 |  | 0 |  | 0 |  | 0 |  | 0 |  | 0 |  |  | 0 | 0 | 0 |  |  | 0 | 0 | 0 | 0 | 0 | 0 | 0 | 0 | 0 | 0 | 0 | 0 | 0 | 0 | 0 | 0 | 0 | 0 | 0 | 0 | 0
0 | 0 |  |  |  | 0 | [11 empty] | 0 | 0 |  | 0 |  | 0 | [5 empty] | 0 |  | 0 |  | 0 |  | 0 |  | 0 |  | 0 |  | 0 |  | 0 |  |  | 0 | 0 | 0 |  |  | 0 | 0 | 0 | 0 | 0 | 0 | 0 | 0 | 0 | 0 | 0 | 0 | 0 | 0 | 0 | 0 | 0 | 0 | 0 | 0 | 0
0 | 0 |  |  |  | 0 | [11 empty] | 0 | 0 |  | 0 |  | 0 | [5 empty] | 0 |  | 0 |  | 0 |  | 0 |  | 0 |  | 0 |  | 0 |  | 0 |  |  | 0 | 0 | 0 |  |  | 0 | 0 | 0 | 0 | 0 | 0 | 0 | 0 | 0 | 0 | 0 | 0 | 0 | 0 | 0 | 0 | 0 | 0 | 0 | 0 | 0
0 | 0 |  |  |  | 0 | [11 empty] | 0 | 0 |  | 0 |  | 0 | [5 empty] | 0 |  | 0 |  | 0 |  | 0 |  | 0 |  | 0 |  | 0 |  | 0 |  |  | 0 | 0 | 0 |  |  | 0 | 0 | 0 | 0 | 0 | 0 | 0 | 0 | 0 | 0 | 0 | 0 | 0 | 0 | 0 | 0 | 0 | 0 | 0 | 0 | 0
0 | 0 |  |  |  | 0 | [11 empty] | 0 | 0 |  | 0 |  | 0 | [5 empty] | 0 |  | 0 |  | 0 |  | 0 |  | 0 |  | 0 |  | 0 |  | 0 |  |  | 0 | 0 | 0 |  |  | 0 | 0 | 0 | 0 | 0 | 0 | 0 | 0 | 0 | 0 | 0 | 0 | 0 | 0 | 0 | 0 | 0 | 0 | 0 | 0 | 0
0 | 0 |  |  |  | 0 | [11 empty] | 0 | 0 |  | 0 |  | 0 | [5 empty] | 0 |  | 0 |  | 0 |  | 0 |  | 0 |  | 0 |  | 0 |  | 0 |  |  | 0 | 0 | 0 |  |  | 0 | 0 | 0 | 0 | 0 | 0 | 0 | 0 | 0 | 0 | 0 | 0 | 0 | 0 | 0 | 0 | 0 | 0 | 0 | 0 | 0
0 | 0 |  |  |  | 0 | [11 empty] | 0 | 0 |  | 0 |  | 0 | [5 empty] | 0 |  | 0 |  | 0 |  | 0 |  | 0 |  | 0 |  | 0 |  | 0 |  |  | 0 | 0 | 0 |  |  | 0 | 0 | 0 | 0 | 0 | 0 | 0 | 0 | 0 | 0 | 0 | 0 | 0 | 0 | 0 | 0 | 0 | 0 | 0 | 0 | 0
0 | 0 |  |  |  | 0 | [11 empty] | 0 | 0 |  | 0 |  | 0 | [5 empty] | 0 |  | 0 |  | 0 |  | 0 |  | 0 |  | 0 |  | 0 |  | 0 |  |  | 0 | 0 | 0 |  |  | 0 | 0 | 0 | 0 | 0 | 0 | 0 | 0 | 0 | 0 | 0 | 0 | 0 | 0 | 0 | 0 | 0 | 0 | 0 | 0 | 0
0 | 0 |  |  |  | 0 | [11 empty] | 0 | 0 |  | 0 |  | 0 | [5 empty] | 0 |  | 0 |  | 0 |  | 0 |  | 0 |  | 0 |  | 0 |  | 0 |  |  | 0 | 0 | 0 |  |  | 0 | 0 | 0 | 0 | 0 | 0 | 0 | 0 | 0 | 0 | 0 | 0 | 0 | 0 | 0 | 0 | 0 | 0 | 0 | 0 | 0
0 | 0 |  |  |  | 0 | [11 empty] | 0 | 0 |  | 0 |  | 0 | [5 empty] | 0 |  | 0 |  | 0 |  | 0 |  | 0 |  | 0 |  | 0 |  | 0 |  |  | 0 | 0 | 0 |  |  | 0 | 0 | 0 | 0 | 0 | 0 | 0 | 0 | 0 | 0 | 0 | 0 | 0 | 0 | 0 | 0 | 0 | 0 | 0 | 0 | 0
0 | 0 |  |  |  | 0 | [11 empty] | 0 | 0 |  | 0 |  | 0 | [5 empty] | 0 |  | 0 |  | 0 |  | 0 |  | 0 |  | 0 |  | 0 |  | 0 |  |  | 0 | 0 | 0 |  |  | 0 | 0 | 0 | 0 | 0 | 0 | 0 | 0 | 0 | 0 | 0 | 0 | 0 | 0 | 0 | 0 | 0 | 0 | 0 | 0 | 0
0 | 0 |  |  |  | 0 | [11 empty] | 0 | 0 |  | 0 |  | 0 | [5 empty] | 0 |  | 0 |  | 0 |  | 0 |  | 0 |  | 0 |  | 0 |  | 0 |  |  | 0 | 0 | 0 |  |  | 0 | 0 | 0 | 0 | 0 | 0 | 0 | 0 | 0 | 0 | 0 | 0 | 0 | 0 | 0 | 0 | 0 | 0 | 0 | 0 | 0
0
[6 empty] | END |  | Total Price for Schedule 3 | [9 empty] | 0 |  | 0 |  | 0 | Baht |  | Baht |  | Baht |  | Baht |  | Baht |  |  | 0 | Baht |  | Baht |  | Baht |  | Baht |  |  |  |  | Baht | Baht |  |  | Baht | Baht | Baht | Baht | Baht | Baht | Baht | Baht | Baht | Baht | Baht | Baht | Baht | Baht | Baht | Baht | Baht | Baht | Baht | Baht | Baht | bar: 79 to 81
[18 empty] | 0 |  | 0 |  | 0 | [5 empty] | 0 |  | 0 |  | 0 |  | 0 |  | 0 |  | 0 |  | 0 |  | 0 |  |  |  | 0 | 0 |  |  | 0 | 0 | 0 | 0 | 0 | 0 | 0 | 0 | 0 | 0 | 0 | 0 | 0 | 0 | 0 | 0 | 0 | 0 | 0 | 0 | 0 | bar: 79 to 81
[18 empty] | 0 |  | 0 |  | 0 | [11 empty] | 0 | bar: 79 to 81
[18 empty] | 0 |  | 0 |  | 0 | [11 empty] | 0 | bar: 79 to 81
[18 empty] | 0 |  | 0 |  | 0 | [11 empty] | 0
[18 empty] | 0 |  | 0 |  | 0 | [11 empty] | 0
[18 empty] | 0 |  | 0 |  | 0 | [11 empty] | 0
[18 empty] | 0 |  | 0 |  | 0 | [11 empty] | 0
000000000000000000000000000000000000000
0000000000000000000000000000000000000000
000000000000000000000
[8 empty] | 0 | 0 |  |  |  |  | 0000000000000000000000000000000000000000000000000000000000000000000000000000000000000000000000000000
[8 empty] | 0 | 0
[8 empty] | 0 | 0
[8 empty] | 0 | 0
[8 empty] | 0 | 0
[8 empty] | 0 | 0
[8 empty] | 0 | 0
[8 empty] | 0 | 0
[8 empty] | 0 | 0
[8 empty] | 0 | 0
[8 empty] | 0 | 0
[8 empty] | 0 | 0
[8 empty] | 0 | 0
[8 empty] | 0 | 0
[8 empty] | 0 | 0
[8 empty] | 0 | 0
[8 empty] | 0 | 0
[8 empty] | 0 | 0
[8 empty] | 0 | 0
[8 empty] | 0 | 0
[8 empty] | 0 | 0
[8 empty] | 0 | 0
[8 empty] | 0 | 0
[8 empty] | 0 | 0
[8 empty] | 0 | 0
[8 empty] | 0 | 0
[8 empty] | 0 | 0
[8 empty] | 0 | 0
[8 empty] | 0 | 0
[8 empty] | 0 | 0
[8 empty] | 0 | 0
[8 empty] | 0 | 0
[8 empty] | 0 | 0
[8 empty] | 0 | 0
[8 empty] | 0 | 0
[8 empty] | 0 | 0
[8 empty] | 0 | 0
[8 empty] | 0 | 0
[8 empty] | 0 | 0
[8 empty] | 0 | 0
[8 empty] | 0 | 0
[8 empty] | 0 | 0
[8 empty] | 0 | 0
[8 empty] | 0 | 0
[8 empty] | 0 | 0
[8 empty] | 0 | 0
[8 empty] | 0 | 0
[8 empty] | 0 | 0
[8 empty] | 0 | 0
[8 empty] | 0 | 0
[8 empty] | 0 | 0
[8 empty] | 0 | 0
[8 empty] | 0 | 0
[8 empty] | 0 | 0
[8 empty] | 0 | 0
[8 empty] | 0 | 0
[8 empty] | 0 | 0
[8 empty] | 0 | 0
[8 empty] | 0 | 0
[8 empty] | 0 | 0
[8 empty] | 0 | 0
[8 empty] | 0 | 0
[8 empty] | 0 | 0
[8 empty] | 0 | 0
[8 empty] | 0 | 0
[8 empty] | 0 | 0
[8 empty] | 0 | 0
[8 empty] | 0 | 0
[8 empty] | 0 | 0
[8 empty] | 0 | 0
[8 empty] | 0 | 0
[8 empty] | 0 | 0
[8 empty] | 0 | 0
[8 empty] | 0 | 0
[8 empty] | 0 | 0
[8 empty] | 0 | 0
[8 empty] | 0 | 0
[8 empty] | 0 | 0
[8 empty] | 0 | 0
[8 empty] | 0 | 0
[8 empty] | 0 | 0
[8 empty] | 0 | 0
[8 empty] | 0 | 0
[8 empty] | 0 | 0
[8 empty] | 0 | 0
[8 empty] | 0 | 0
[8 empty] | 0 | 0
[8 empty] | 0 | 0
[8 empty] | 0 | 0
[8 empty] | 0 | 0
[8 empty] | 0 | 0
[8 empty] | 0 | 0
[8 empty] | 0 | 0
[8 empty] | 0 | 0
[8 empty] | 0 | 0
[8 empty] | 0 | 0
[8 empty] | 0 | 0
[8 empty] | 0 | 0
[8 empty] | 0 | 0
[8 empty] | 0 | 0

## Sch 4 (hidden)
INVITATION TO BID NO. TIEC-CR-13
Schedule 4 :
[77 empty] | 79 | 80 | 81 | 82 | 83 | 84 | 85 | 86 | 87 | 88 | 89 | 90 | 91 | 92 | 93 | 94 | 95 | 96 | 97 | 98 | 99 | 100 | 101 | 102 | 103 | 104 | 105 | 106 | 107 | 108 | 109 | 110 | 111 | 112 | 113 | 114 | 115 | 116 | 117 | 118 | 119 | 120 | 121 | 122 | 123 | 124 | 125 | 126 | 127 | 128
[8 empty] | SUPPLY OF CONTROL AND PROTECTION EQUIPMENT | [62 empty] | 72 | 73 | 75 | 76 | 77 | 78 | 82: Breakdown per Item :
[8 empty] | TRANSMISSION SYSTEM IMPROVEMENT PROJECT IN NORTHEASTERN, LOWER NORTHERN, CENTRAL REGIONS AND BANGKOK AREA TO ENHANCE SYSTEM SECURITY | [68 empty] | 82: Schedule :
System :
Job No. | Substation | Delivery Required by EGAT |  |  |  | Material group | Code No. | Item No. | Description | Short Description | Drawing No. / Reference No. | Qty. | Unit | Currency | Supply of Equipment |  |  |  | Supply of Equipment |  | Supply of Equipment |  | Supply of Equipment |  |  |  | Supply of Equipment |  | Supply of Equipment |  | Supply of Equipment |  | Foreign Currency |  | Local Currency |  | Local Transportation |  | Local Transportation, Construction and Installation |  | Purchase Price Offered for Dismantled Equipment |  | Plant |  | UOM | [25 empty] | Irrelevant | Incoterm | Account Assignment | Cost Object | Fund Center |  | 105: CFR Thai Port; 107: CIF Thai Port; 109: DDP EGAT 's Store; 111: Local Transportation; 113: Custom Clearance; 115: DDP EGAT 's Store; 117: Ex-works Price; 119: Local Transportation; 121: Foreign Currency; 123: Local Currency; 125: Local Transportation to EGAT 's Store; 127: Local Transportation, Construction and Installation | Long Description | Short Description
|  | (with in months after receipt of the notification of award) | [12 empty] | Foreign Supply |  |  |  | Foreign Supply |  | Foreign Supply |  | Foreign Supply | [5 empty] | Local Supply |  | Local Supply | [16 empty] | Preference | % Import Duty | Preference | CFR Price | CIF Price | Foreign Currency | Ex-works Price | Local Currency | Local Transportation | Local Transportation, | Marine Insurance Price | Customs Clearance | Import Duty Price | VAT for Imported Equipment | VAT for Import Duty | VAT for | VAT for Ex-works Price | VAT for | VAT for | VAT for Transportation, Construction and Installation | Foreign | Local | Evaluation Price | [6 empty] | 115: ( excluding VAT ); 117: ( excluding VAT )
[5 empty] | Completion Date | [9 empty] | FOB Vessel | Cost of | CFR Thai Port |  | CIF Thai Port |  | DDP EGAT 's Store |  | Local Transportation |  | Custom Clearance |  | DDP EGAT 's Store |  | Ex-works Price |  | Local Transportation | [12 empty] | Breakdown tab |  | Proposed Price | Evaluation Price | Status | [7 empty] | to EGAT 's Store | Construction and | [5 empty] | Foreign Currency |  | Local Currency | Local Transportation |  | Price Adjustment | Price Adjustment | [7 empty] | 104: Incoterm; 105: CFR; 107: CIF; 109: DDP; 111: ZTF; 113: ZCC; 115: DDP; 117: EXW; 119: ZTL; 125: ZTT; 127: ZCN
|  | CFR Thai Port | DDP or EGAT's Store | Ex-works | [11 empty] | Transportation | [10 empty] | ( excluding VAT ) |  | ( excluding VAT ) |  | ( excluding VAT ) |  | ( excluding VAT ) |  | ( excluding VAT ) |  | ( excluding VAT ) |  | ( excluding VAT ) |  | ( including VAT ) | [15 empty] | Installation | [%Insure(110%(CFR))] | [%Custom(CIF)] | [%Import Duty(CIF)] | [ %VAT(CFR/CIF) ] | [ %VAT( Import Duty) ] | [ %VAT(Foreign Currency) ] | [ %VAT(Ex-works Price) ] | [ %VAT(Local Currency) ] | to EGAT 's Store | [10 empty] | 104: Material group; 111: SV-TRN-MT; 113: SV-CTM; 119: SV-TRN-MT; 125: SV-TRN-MT; 127: SV-CVL
[16 empty] | to Thai Port | [6 empty] | Baht |  | Baht |  | Baht |  | Baht |  | Baht |  |  |  | Baht |  | Baht |  | Baht |  | Baht |  |  |  |  | Baht | Baht |  |  | Baht | Baht | Baht | Baht | Baht | Baht | Baht | Baht | Baht | Baht | Baht | Baht | Baht | Baht | Baht | Baht | Baht | Baht | Baht | Baht | Baht
|  | (month) | (month) | (month) | (month) | [9 empty] | Unit Price | Unit Price | Unit Price | Amount | Unit Price | Amount | Unit Price | Amount | Unit Price | Amount | Unit Price | Amount | Unit Price | Amount | Unit Price | Amount | Unit Price | Amount | Unit Price | Amount | Unit Price | Amount | Unit Price | Amount | Unit Price | Amount | Unit Price | Amount | [5 empty] | (Y/N) | (IPDTY) | (PRF) | (CFR) | (CIF) | (FC) | (EW) | (LC) | (LT) | (TCI) | (MI) | (CC) | ( IDP) | (VATIE) | (VATID) | (VATFC) | (VATEW) | (VATLC) | (VATLT) | (VATTCI) | (FPA) | (LPA) | (EVAPR)
0 | 0 |  |  |  | 0 | [11 empty] | 0 | 0 |  | 0 |  | 0 | [5 empty] | 0 |  | 0 |  | 0 |  | 0 |  | 0 |  | 0 |  | 0 |  | 0 |  |  | 0 | 0 | 0 |  |  | 0 | 0 | 0 | 0 | 0 | 0 | 0 | 0 | 0 | 0 | 0 | 0 | 0 | 0 | 0 | 0 | 0 | 0 | 0 | 0 | 0
0 | 0 |  |  |  | 0 | [11 empty] | 0 | 0 |  | 0 |  | 0 | [5 empty] | 0 |  | 0 |  | 0 |  | 0 |  | 0 |  | 0 |  | 0 |  | 0 |  |  | 0 | 0 | 0 |  |  | 0 | 0 | 0 | 0 | 0 | 0 | 0 | 0 | 0 | 0 | 0 | 0 | 0 | 0 | 0 | 0 | 0 | 0 | 0 | 0 | 0
0 | 0 |  |  |  | 0 | [11 empty] | 0 | 0 |  | 0 |  | 0 | [5 empty] | 0 |  | 0 |  | 0 |  | 0 |  | 0 |  | 0 |  | 0 |  | 0 |  |  | 0 | 0 | 0 |  |  | 0 | 0 | 0 | 0 | 0 | 0 | 0 | 0 | 0 | 0 | 0 | 0 | 0 | 0 | 0 | 0 | 0 | 0 | 0 | 0 | 0
0 | 0 |  |  |  | 0 | [11 empty] | 0 | 0 |  | 0 |  | 0 | [5 empty] | 0 |  | 0 |  | 0 |  | 0 |  | 0 |  | 0 |  | 0 |  | 0 |  |  | 0 | 0 | 0 |  |  | 0 | 0 | 0 | 0 | 0 | 0 | 0 | 0 | 0 | 0 | 0 | 0 | 0 | 0 | 0 | 0 | 0 | 0 | 0 | 0 | 0
0 | 0 |  |  |  | 0 | [11 empty] | 0 | 0 |  | 0 |  | 0 | [5 empty] | 0 |  | 0 |  | 0 |  | 0 |  | 0 |  | 0 |  | 0 |  | 0 |  |  | 0 | 0 | 0 |  |  | 0 | 0 | 0 | 0 | 0 | 0 | 0 | 0 | 0 | 0 | 0 | 0 | 0 | 0 | 0 | 0 | 0 | 0 | 0 | 0 | 0
0 | 0 |  |  |  | 0 | [11 empty] | 0 | 0 |  | 0 |  | 0 | [5 empty] | 0 |  | 0 |  | 0 |  | 0 |  | 0 |  | 0 |  | 0 |  | 0 |  |  | 0 | 0 | 0 |  |  | 0 | 0 | 0 | 0 | 0 | 0 | 0 | 0 | 0 | 0 | 0 | 0 | 0 | 0 | 0 | 0 | 0 | 0 | 0 | 0 | 0
0 | 0 |  |  |  | 0 | [11 empty] | 0 | 0 |  | 0 |  | 0 | [5 empty] | 0 |  | 0 |  | 0 |  | 0 |  | 0 |  | 0 |  | 0 |  | 0 |  |  | 0 | 0 | 0 |  |  | 0 | 0 | 0 | 0 | 0 | 0 | 0 | 0 | 0 | 0 | 0 | 0 | 0 | 0 | 0 | 0 | 0 | 0 | 0 | 0 | 0
0 | 0 |  |  |  | 0 | [11 empty] | 0 | 0 |  | 0 |  | 0 | [5 empty] | 0 |  | 0 |  | 0 |  | 0 |  | 0 |  | 0 |  | 0 |  | 0 |  |  | 0 | 0 | 0 |  |  | 0 | 0 | 0 | 0 | 0 | 0 | 0 | 0 | 0 | 0 | 0 | 0 | 0 | 0 | 0 | 0 | 0 | 0 | 0 | 0 | 0
0 | 0 |  |  |  | 0 | [11 empty] | 0 | 0 |  | 0 |  | 0 | [5 empty] | 0 |  | 0 |  | 0 |  | 0 |  | 0 |  | 0 |  | 0 |  | 0 |  |  | 0 | 0 | 0 |  |  | 0 | 0 | 0 | 0 | 0 | 0 | 0 | 0 | 0 | 0 | 0 | 0 | 0 | 0 | 0 | 0 | 0 | 0 | 0 | 0 | 0
0 | 0 |  |  |  | 0 | [11 empty] | 0 | 0 |  | 0 |  | 0 | [5 empty] | 0 |  | 0 |  | 0 |  | 0 |  | 0 |  | 0 |  | 0 |  | 0 |  |  | 0 | 0 | 0 |  |  | 0 | 0 | 0 | 0 | 0 | 0 | 0 | 0 | 0 | 0 | 0 | 0 | 0 | 0 | 0 | 0 | 0 | 0 | 0 | 0 | 0
0 | 0 |  |  |  | 0 | [11 empty] | 0 | 0 |  | 0 |  | 0 | [5 empty] | 0 |  | 0 |  | 0 |  | 0 |  | 0 |  | 0 |  | 0 |  | 0 |  |  | 0 | 0 | 0 |  |  | 0 | 0 | 0 | 0 | 0 | 0 | 0 | 0 | 0 | 0 | 0 | 0 | 0 | 0 | 0 | 0 | 0 | 0 | 0 | 0 | 0
0 | 0 |  |  |  | 0 | [11 empty] | 0 | 0 |  | 0 |  | 0 | [5 empty] | 0 |  | 0 |  | 0 |  | 0 |  | 0 |  | 0 |  | 0 |  | 0 |  |  | 0 | 0 | 0 |  |  | 0 | 0 | 0 | 0 | 0 | 0 | 0 | 0 | 0 | 0 | 0 | 0 | 0 | 0 | 0 | 0 | 0 | 0 | 0 | 0 | 0
0 | 0 |  |  |  | 0 | [11 empty] | 0 | 0 |  | 0 |  | 0 | [5 empty] | 0 |  | 0 |  | 0 |  | 0 |  | 0 |  | 0 |  | 0 |  | 0 |  |  | 0 | 0 | 0 |  |  | 0 | 0 | 0 | 0 | 0 | 0 | 0 | 0 | 0 | 0 | 0 | 0 | 0 | 0 | 0 | 0 | 0 | 0 | 0 | 0 | 0
0 | 0 |  |  |  | 0 | [11 empty] | 0 | 0 |  | 0 |  | 0 | [5 empty] | 0 |  | 0 |  | 0 |  | 0 |  | 0 |  | 0 |  | 0 |  | 0 |  |  | 0 | 0 | 0 |  |  | 0 | 0 | 0 | 0 | 0 | 0 | 0 | 0 | 0 | 0 | 0 | 0 | 0 | 0 | 0 | 0 | 0 | 0 | 0 | 0 | 0
0 | 0 |  |  |  | 0 | [11 empty] | 0 | 0 |  | 0 |  | 0 | [5 empty] | 0 |  | 0 |  | 0 |  | 0 |  | 0 |  | 0 |  | 0 |  | 0 |  |  | 0 | 0 | 0 |  |  | 0 | 0 | 0 | 0 | 0 | 0 | 0 | 0 | 0 | 0 | 0 | 0 | 0 | 0 | 0 | 0 | 0 | 0 | 0 | 0 | 0
0 | 0 |  |  |  | 0 | [11 empty] | 0 | 0 |  | 0 |  | 0 | [5 empty] | 0 |  | 0 |  | 0 |  | 0 |  | 0 |  | 0 |  | 0 |  | 0 |  |  | 0 | 0 | 0 |  |  | 0 | 0 | 0 | 0 | 0 | 0 | 0 | 0 | 0 | 0 | 0 | 0 | 0 | 0 | 0 | 0 | 0 | 0 | 0 | 0 | 0
0 | 0 |  |  |  | 0 | [11 empty] | 0 | 0 |  | 0 |  | 0 | [5 empty] | 0 |  | 0 |  | 0 |  | 0 |  | 0 |  | 0 |  | 0 |  | 0 |  |  | 0 | 0 | 0 |  |  | 0 | 0 | 0 | 0 | 0 | 0 | 0 | 0 | 0 | 0 | 0 | 0 | 0 | 0 | 0 | 0 | 0 | 0 | 0 | 0 | 0
0 | 0 |  |  |  | 0 | [11 empty] | 0 | 0 |  | 0 |  | 0 | [5 empty] | 0 |  | 0 |  | 0 |  | 0 |  | 0 |  | 0 |  | 0 |  | 0 |  |  | 0 | 0 | 0 |  |  | 0 | 0 | 0 | 0 | 0 | 0 | 0 | 0 | 0 | 0 | 0 | 0 | 0 | 0 | 0 | 0 | 0 | 0 | 0 | 0 | 0
0 | 0 |  |  |  | 0 | [11 empty] | 0 | 0 |  | 0 |  | 0 | [5 empty] | 0 |  | 0 |  | 0 |  | 0 |  | 0 |  | 0 |  | 0 |  | 0 |  |  | 0 | 0 | 0 |  |  | 0 | 0 | 0 | 0 | 0 | 0 | 0 | 0 | 0 | 0 | 0 | 0 | 0 | 0 | 0 | 0 | 0 | 0 | 0 | 0 | 0
0 | 0 |  |  |  | 0 | [11 empty] | 0 | 0 |  | 0 |  | 0 | [5 empty] | 0 |  | 0 |  | 0 |  | 0 |  | 0 |  | 0 |  | 0 |  | 0 |  |  | 0 | 0 | 0 |  |  | 0 | 0 | 0 | 0 | 0 | 0 | 0 | 0 | 0 | 0 | 0 | 0 | 0 | 0 | 0 | 0 | 0 | 0 | 0 | 0 | 0
0 | 0 |  |  |  | 0 | [11 empty] | 0 | 0 |  | 0 |  | 0 | [5 empty] | 0 |  | 0 |  | 0 |  | 0 |  | 0 |  | 0 |  | 0 |  | 0 |  |  | 0 | 0 | 0 |  |  | 0 | 0 | 0 | 0 | 0 | 0 | 0 | 0 | 0 | 0 | 0 | 0 | 0 | 0 | 0 | 0 | 0 | 0 | 0 | 0 | 0
0 | 0 |  |  |  | 0 | [11 empty] | 0 | 0 |  | 0 |  | 0 | [5 empty] | 0 |  | 0 |  | 0 |  | 0 |  | 0 |  | 0 |  | 0 |  | 0 |  |  | 0 | 0 | 0 |  |  | 0 | 0 | 0 | 0 | 0 | 0 | 0 | 0 | 0 | 0 | 0 | 0 | 0 | 0 | 0 | 0 | 0 | 0 | 0 | 0 | 0
0 | 0 |  |  |  | 0 | [11 empty] | 0 | 0 |  | 0 |  | 0 | [5 empty] | 0 |  | 0 |  | 0 |  | 0 |  | 0 |  | 0 |  | 0 |  | 0 |  |  | 0 | 0 | 0 |  |  | 0 | 0 | 0 | 0 | 0 | 0 | 0 | 0 | 0 | 0 | 0 | 0 | 0 | 0 | 0 | 0 | 0 | 0 | 0 | 0 | 0
0 | 0 |  |  |  | 0 | [11 empty] | 0 | 0 |  | 0 |  | 0 | [5 empty] | 0 |  | 0 |  | 0 |  | 0 |  | 0 |  | 0 |  | 0 |  | 0 |  |  | 0 | 0 | 0 |  |  | 0 | 0 | 0 | 0 | 0 | 0 | 0 | 0 | 0 | 0 | 0 | 0 | 0 | 0 | 0 | 0 | 0 | 0 | 0 | 0 | 0
0 | 0 |  |  |  | 0 | [11 empty] | 0 | 0 |  | 0 |  | 0 | [5 empty] | 0 |  | 0 |  | 0 |  | 0 |  | 0 |  | 0 |  | 0 |  | 0 |  |  | 0 | 0 | 0 |  |  | 0 | 0 | 0 | 0 | 0 | 0 | 0 | 0 | 0 | 0 | 0 | 0 | 0 | 0 | 0 | 0 | 0 | 0 | 0 | 0 | 0
0 | 0 |  |  |  | 0 | [11 empty] | 0 | 0 |  | 0 |  | 0 | [5 empty] | 0 |  | 0 |  | 0 |  | 0 |  | 0 |  | 0 |  | 0 |  | 0 |  |  | 0 | 0 | 0 |  |  | 0 | 0 | 0 | 0 | 0 | 0 | 0 | 0 | 0 | 0 | 0 | 0 | 0 | 0 | 0 | 0 | 0 | 0 | 0 | 0 | 0
0 | 0 |  |  |  | 0 | [11 empty] | 0 | 0 |  | 0 |  | 0 | [5 empty] | 0 |  | 0 |  | 0 |  | 0 |  | 0 |  | 0 |  | 0 |  | 0 |  |  | 0 | 0 | 0 |  |  | 0 | 0 | 0 | 0 | 0 | 0 | 0 | 0 | 0 | 0 | 0 | 0 | 0 | 0 | 0 | 0 | 0 | 0 | 0 | 0 | 0
0 | 0 |  |  |  | 0 | [11 empty] | 0 | 0 |  | 0 |  | 0 | [5 empty] | 0 |  | 0 |  | 0 |  | 0 |  | 0 |  | 0 |  | 0 |  | 0 |  |  | 0 | 0 | 0 |  |  | 0 | 0 | 0 | 0 | 0 | 0 | 0 | 0 | 0 | 0 | 0 | 0 | 0 | 0 | 0 | 0 | 0 | 0 | 0 | 0 | 0
0 | 0 |  |  |  | 0 | [11 empty] | 0 | 0 |  | 0 |  | 0 | [5 empty] | 0 |  | 0 |  | 0 |  | 0 |  | 0 |  | 0 |  | 0 |  | 0 |  |  | 0 | 0 | 0 |  |  | 0 | 0 | 0 | 0 | 0 | 0 | 0 | 0 | 0 | 0 | 0 | 0 | 0 | 0 | 0 | 0 | 0 | 0 | 0 | 0 | 0
0 | 0 |  |  |  | 0 | [11 empty] | 0 | 0 |  | 0 |  | 0 | [5 empty] | 0 |  | 0 |  | 0 |  | 0 |  | 0 |  | 0 |  | 0 |  | 0 |  |  | 0 | 0 | 0 |  |  | 0 | 0 | 0 | 0 | 0 | 0 | 0 | 0 | 0 | 0 | 0 | 0 | 0 | 0 | 0 | 0 | 0 | 0 | 0 | 0 | 0
0 | 0 |  |  |  | 0 | [11 empty] | 0 | 0 |  | 0 |  | 0 | [5 empty] | 0 |  | 0 |  | 0 |  | 0 |  | 0 |  | 0 |  | 0 |  | 0 |  |  | 0 | 0 | 0 |  |  | 0 | 0 | 0 | 0 | 0 | 0 | 0 | 0 | 0 | 0 | 0 | 0 | 0 | 0 | 0 | 0 | 0 | 0 | 0 | 0 | 0
0 | 0 |  |  |  | 0 | [11 empty] | 0 | 0 |  | 0 |  | 0 | [5 empty] | 0 |  | 0 |  | 0 |  | 0 |  | 0 |  | 0 |  | 0 |  | 0 |  |  | 0 | 0 | 0 |  |  | 0 | 0 | 0 | 0 | 0 | 0 | 0 | 0 | 0 | 0 | 0 | 0 | 0 | 0 | 0 | 0 | 0 | 0 | 0 | 0 | 0
0 | 0 |  |  |  | 0 | [11 empty] | 0 | 0 |  | 0 |  | 0 | [5 empty] | 0 |  | 0 |  | 0 |  | 0 |  | 0 |  | 0 |  | 0 |  | 0 |  |  | 0 | 0 | 0 |  |  | 0 | 0 | 0 | 0 | 0 | 0 | 0 | 0 | 0 | 0 | 0 | 0 | 0 | 0 | 0 | 0 | 0 | 0 | 0 | 0 | 0
0 | 0 |  |  |  | 0 | [11 empty] | 0 | 0 |  | 0 |  | 0 | [5 empty] | 0 |  | 0 |  | 0 |  | 0 |  | 0 |  | 0 |  | 0 |  | 0 |  |  | 0 | 0 | 0 |  |  | 0 | 0 | 0 | 0 | 0 | 0 | 0 | 0 | 0 | 0 | 0 | 0 | 0 | 0 | 0 | 0 | 0 | 0 | 0 | 0 | 0
0 | 0 |  |  |  | 0 | [11 empty] | 0 | 0 |  | 0 |  | 0 | [5 empty] | 0 |  | 0 |  | 0 |  | 0 |  | 0 |  | 0 |  | 0 |  | 0 |  |  | 0 | 0 | 0 |  |  | 0 | 0 | 0 | 0 | 0 | 0 | 0 | 0 | 0 | 0 | 0 | 0 | 0 | 0 | 0 | 0 | 0 | 0 | 0 | 0 | 0
0 | 0 |  |  |  | 0 | [11 empty] | 0 | 0 |  | 0 |  | 0 | [5 empty] | 0 |  | 0 |  | 0 |  | 0 |  | 0 |  | 0 |  | 0 |  | 0 |  |  | 0 | 0 | 0 |  |  | 0 | 0 | 0 | 0 | 0 | 0 | 0 | 0 | 0 | 0 | 0 | 0 | 0 | 0 | 0 | 0 | 0 | 0 | 0 | 0 | 0
0 | 0 |  |  |  | 0 | [11 empty] | 0 | 0 |  | 0 |  | 0 | [5 empty] | 0 |  | 0 |  | 0 |  | 0 |  | 0 |  | 0 |  | 0 |  | 0 |  |  | 0 | 0 | 0 |  |  | 0 | 0 | 0 | 0 | 0 | 0 | 0 | 0 | 0 | 0 | 0 | 0 | 0 | 0 | 0 | 0 | 0 | 0 | 0 | 0 | 0
0 | 0 |  |  |  | 0 | [11 empty] | 0 | 0 |  | 0 |  | 0 | [5 empty] | 0 |  | 0 |  | 0 |  | 0 |  | 0 |  | 0 |  | 0 |  | 0 |  |  | 0 | 0 | 0 |  |  | 0 | 0 | 0 | 0 | 0 | 0 | 0 | 0 | 0 | 0 | 0 | 0 | 0 | 0 | 0 | 0 | 0 | 0 | 0 | 0 | 0
0 | 0 |  |  |  | 0 | [11 empty] | 0 | 0 |  | 0 |  | 0 | [5 empty] | 0 |  | 0 |  | 0 |  | 0 |  | 0 |  | 0 |  | 0 |  | 0 |  |  | 0 | 0 | 0 |  |  | 0 | 0 | 0 | 0 | 0 | 0 | 0 | 0 | 0 | 0 | 0 | 0 | 0 | 0 | 0 | 0 | 0 | 0 | 0 | 0 | 0
0 | 0 |  |  |  | 0 | [11 empty] | 0 | 0 |  | 0 |  | 0 | [5 empty] | 0 |  | 0 |  | 0 |  | 0 |  | 0 |  | 0 |  | 0 |  | 0 |  |  | 0 | 0 | 0 |  |  | 0 | 0 | 0 | 0 | 0 | 0 | 0 | 0 | 0 | 0 | 0 | 0 | 0 | 0 | 0 | 0 | 0 | 0 | 0 | 0 | 0
0 | 0 |  |  |  | 0 | [11 empty] | 0 | 0 |  | 0 |  | 0 | [5 empty] | 0 |  | 0 |  | 0 |  | 0 |  | 0 |  | 0 |  | 0 |  | 0 |  |  | 0 | 0 | 0 |  |  | 0 | 0 | 0 | 0 | 0 | 0 | 0 | 0 | 0 | 0 | 0 | 0 | 0 | 0 | 0 | 0 | 0 | 0 | 0 | 0 | 0
0 | 0 |  |  |  | 0 | [11 empty] | 0 | 0 |  | 0 |  | 0 | [5 empty] | 0 |  | 0 |  | 0 |  | 0 |  | 0 |  | 0 |  | 0 |  | 0 |  |  | 0 | 0 | 0 |  |  | 0 | 0 | 0 | 0 | 0 | 0 | 0 | 0 | 0 | 0 | 0 | 0 | 0 | 0 | 0 | 0 | 0 | 0 | 0 | 0 | 0
0 | 0 |  |  |  | 0 | [11 empty] | 0 | 0 |  | 0 |  | 0 | [5 empty] | 0 |  | 0 |  | 0 |  | 0 |  | 0 |  | 0 |  | 0 |  | 0 |  |  | 0 | 0 | 0 |  |  | 0 | 0 | 0 | 0 | 0 | 0 | 0 | 0 | 0 | 0 | 0 | 0 | 0 | 0 | 0 | 0 | 0 | 0 | 0 | 0 | 0
0 | 0 |  |  |  | 0 | [11 empty] | 0 | 0 |  | 0 |  | 0 | [5 empty] | 0 |  | 0 |  | 0 |  | 0 |  | 0 |  | 0 |  | 0 |  | 0 |  |  | 0 | 0 | 0 |  |  | 0 | 0 | 0 | 0 | 0 | 0 | 0 | 0 | 0 | 0 | 0 | 0 | 0 | 0 | 0 | 0 | 0 | 0 | 0 | 0 | 0
0 | 0 |  |  |  | 0 | [11 empty] | 0 | 0 |  | 0 |  | 0 | [5 empty] | 0 |  | 0 |  | 0 |  | 0 |  | 0 |  | 0 |  | 0 |  | 0 |  |  | 0 | 0 | 0 |  |  | 0 | 0 | 0 | 0 | 0 | 0 | 0 | 0 | 0 | 0 | 0 | 0 | 0 | 0 | 0 | 0 | 0 | 0 | 0 | 0 | 0
0 | 0 |  |  |  | 0 | [11 empty] | 0 | 0 |  | 0 |  | 0 | [5 empty] | 0 |  | 0 |  | 0 |  | 0 |  | 0 |  | 0 |  | 0 |  | 0 |  |  | 0 | 0 | 0 |  |  | 0 | 0 | 0 | 0 | 0 | 0 | 0 | 0 | 0 | 0 | 0 | 0 | 0 | 0 | 0 | 0 | 0 | 0 | 0 | 0 | 0
0 | 0 |  |  |  | 0 | [11 empty] | 0 | 0 |  | 0 |  | 0 | [5 empty] | 0 |  | 0 |  | 0 |  | 0 |  | 0 |  | 0 |  | 0 |  | 0 |  |  | 0 | 0 | 0 |  |  | 0 | 0 | 0 | 0 | 0 | 0 | 0 | 0 | 0 | 0 | 0 | 0 | 0 | 0 | 0 | 0 | 0 | 0 | 0 | 0 | 0
0 | 0 |  |  |  | 0 | [11 empty] | 0 | 0 |  | 0 |  | 0 | [5 empty] | 0 |  | 0 |  | 0 |  | 0 |  | 0 |  | 0 |  | 0 |  | 0 |  |  | 0 | 0 | 0 |  |  | 0 | 0 | 0 | 0 | 0 | 0 | 0 | 0 | 0 | 0 | 0 | 0 | 0 | 0 | 0 | 0 | 0 | 0 | 0 | 0 | 0
0 | 0 |  |  |  | 0 | [11 empty] | 0 | 0 |  | 0 |  | 0 | [5 empty] | 0 |  | 0 |  | 0 |  | 0 |  | 0 |  | 0 |  | 0 |  | 0 |  |  | 0 | 0 | 0 |  |  | 0 | 0 | 0 | 0 | 0 | 0 | 0 | 0 | 0 | 0 | 0 | 0 | 0 | 0 | 0 | 0 | 0 | 0 | 0 | 0 | 0
0 | 0 |  |  |  | 0 | [11 empty] | 0 | 0 |  | 0 |  | 0 | [5 empty] | 0 |  | 0 |  | 0 |  | 0 |  | 0 |  | 0 |  | 0 |  | 0 |  |  | 0 | 0 | 0 |  |  | 0 | 0 | 0 | 0 | 0 | 0 | 0 | 0 | 0 | 0 | 0 | 0 | 0 | 0 | 0 | 0 | 0 | 0 | 0 | 0 | 0
0 | 0 |  |  |  | 0 | [11 empty] | 0 | 0 |  | 0 |  | 0 | [5 empty] | 0 |  | 0 |  | 0 |  | 0 |  | 0 |  | 0 |  | 0 |  | 0 |  |  | 0 | 0 | 0 |  |  | 0 | 0 | 0 | 0 | 0 | 0 | 0 | 0 | 0 | 0 | 0 | 0 | 0 | 0 | 0 | 0 | 0 | 0 | 0 | 0 | 0
0 | 0 |  |  |  | 0 | [11 empty] | 0 | 0 |  | 0 |  | 0 | [5 empty] | 0 |  | 0 |  | 0 |  | 0 |  | 0 |  | 0 |  | 0 |  | 0 |  |  | 0 | 0 | 0 |  |  | 0 | 0 | 0 | 0 | 0 | 0 | 0 | 0 | 0 | 0 | 0 | 0 | 0 | 0 | 0 | 0 | 0 | 0 | 0 | 0 | 0
0 | 0 |  |  |  | 0 | [11 empty] | 0 | 0 |  | 0 |  | 0 | [5 empty] | 0 |  | 0 |  | 0 |  | 0 |  | 0 |  | 0 |  | 0 |  | 0 |  |  | 0 | 0 | 0 |  |  | 0 | 0 | 0 | 0 | 0 | 0 | 0 | 0 | 0 | 0 | 0 | 0 | 0 | 0 | 0 | 0 | 0 | 0 | 0 | 0 | 0
0 | 0 |  |  |  | 0 | [11 empty] | 0 | 0 |  | 0 |  | 0 | [5 empty] | 0 |  | 0 |  | 0 |  | 0 |  | 0 |  | 0 |  | 0 |  | 0 |  |  | 0 | 0 | 0 |  |  | 0 | 0 | 0 | 0 | 0 | 0 | 0 | 0 | 0 | 0 | 0 | 0 | 0 | 0 | 0 | 0 | 0 | 0 | 0 | 0 | 0
0 | 0 |  |  |  | 0 | [11 empty] | 0 | 0 |  | 0 |  | 0 | [5 empty] | 0 |  | 0 |  | 0 |  | 0 |  | 0 |  | 0 |  | 0 |  | 0 |  |  | 0 | 0 | 0 |  |  | 0 | 0 | 0 | 0 | 0 | 0 | 0 | 0 | 0 | 0 | 0 | 0 | 0 | 0 | 0 | 0 | 0 | 0 | 0 | 0 | 0
0 | 0 |  |  |  | 0 | [11 empty] | 0 | 0 |  | 0 |  | 0 | [5 empty] | 0 |  | 0 |  | 0 |  | 0 |  | 0 |  | 0 |  | 0 |  | 0 |  |  | 0 | 0 | 0 |  |  | 0 | 0 | 0 | 0 | 0 | 0 | 0 | 0 | 0 | 0 | 0 | 0 | 0 | 0 | 0 | 0 | 0 | 0 | 0 | 0 | 0
0 | 0 |  |  |  | 0 | [11 empty] | 0 | 0 |  | 0 |  | 0 | [5 empty] | 0 |  | 0 |  | 0 |  | 0 |  | 0 |  | 0 |  | 0 |  | 0 |  |  | 0 | 0 | 0 |  |  | 0 | 0 | 0 | 0 | 0 | 0 | 0 | 0 | 0 | 0 | 0 | 0 | 0 | 0 | 0 | 0 | 0 | 0 | 0 | 0 | 0
0 | 0 |  |  |  | 0 | [11 empty] | 0 | 0 |  | 0 |  | 0 | [5 empty] | 0 |  | 0 |  | 0 |  | 0 |  | 0 |  | 0 |  | 0 |  | 0 |  |  | 0 | 0 | 0 |  |  | 0 | 0 | 0 | 0 | 0 | 0 | 0 | 0 | 0 | 0 | 0 | 0 | 0 | 0 | 0 | 0 | 0 | 0 | 0 | 0 | 0
0 | 0 |  |  |  | 0 | [11 empty] | 0 | 0 |  | 0 |  | 0 | [5 empty] | 0 |  | 0 |  | 0 |  | 0 |  | 0 |  | 0 |  | 0 |  | 0 |  |  | 0 | 0 | 0 |  |  | 0 | 0 | 0 | 0 | 0 | 0 | 0 | 0 | 0 | 0 | 0 | 0 | 0 | 0 | 0 | 0 | 0 | 0 | 0 | 0 | 0
0 | 0 |  |  |  | 0 | [11 empty] | 0 | 0 |  | 0 |  | 0 | [5 empty] | 0 |  | 0 |  | 0 |  | 0 |  | 0 |  | 0 |  | 0 |  | 0 |  |  | 0 | 0 | 0 |  |  | 0 | 0 | 0 | 0 | 0 | 0 | 0 | 0 | 0 | 0 | 0 | 0 | 0 | 0 | 0 | 0 | 0 | 0 | 0 | 0 | 0
0 | 0 |  |  |  | 0 | [11 empty] | 0 | 0 |  | 0 |  | 0 | [5 empty] | 0 |  | 0 |  | 0 |  | 0 |  | 0 |  | 0 |  | 0 |  | 0 |  |  | 0 | 0 | 0 |  |  | 0 | 0 | 0 | 0 | 0 | 0 | 0 | 0 | 0 | 0 | 0 | 0 | 0 | 0 | 0 | 0 | 0 | 0 | 0 | 0 | 0
0 | 0 |  |  |  | 0 | [11 empty] | 0 | 0 |  | 0 |  | 0 | [5 empty] | 0 |  | 0 |  | 0 |  | 0 |  | 0 |  | 0 |  | 0 |  | 0 |  |  | 0 | 0 | 0 |  |  | 0 | 0 | 0 | 0 | 0 | 0 | 0 | 0 | 0 | 0 | 0 | 0 | 0 | 0 | 0 | 0 | 0 | 0 | 0 | 0 | 0
0 | 0 |  |  |  | 0 | [11 empty] | 0 | 0 |  | 0 |  | 0 | [5 empty] | 0 |  | 0 |  | 0 |  | 0 |  | 0 |  | 0 |  | 0 |  | 0 |  |  | 0 | 0 | 0 |  |  | 0 | 0 | 0 | 0 | 0 | 0 | 0 | 0 | 0 | 0 | 0 | 0 | 0 | 0 | 0 | 0 | 0 | 0 | 0 | 0 | 0
0 | 0 |  |  |  | 0 | [11 empty] | 0 | 0 |  | 0 |  | 0 | [5 empty] | 0 |  | 0 |  | 0 |  | 0 |  | 0 |  | 0 |  | 0 |  | 0 |  |  | 0 | 0 | 0 |  |  | 0 | 0 | 0 | 0 | 0 | 0 | 0 | 0 | 0 | 0 | 0 | 0 | 0 | 0 | 0 | 0 | 0 | 0 | 0 | 0 | 0
0 | 0 |  |  |  | 0 | [11 empty] | 0 | 0 |  | 0 |  | 0 | [5 empty] | 0 |  | 0 |  | 0 |  | 0 |  | 0 |  | 0 |  | 0 |  | 0 |  |  | 0 | 0 | 0 |  |  | 0 | 0 | 0 | 0 | 0 | 0 | 0 | 0 | 0 | 0 | 0 | 0 | 0 | 0 | 0 | 0 | 0 | 0 | 0 | 0 | 0
0 | 0 |  |  |  | 0 | [11 empty] | 0 | 0 |  | 0 |  | 0 | [5 empty] | 0 |  | 0 |  | 0 |  | 0 |  | 0 |  | 0 |  | 0 |  | 0 |  |  | 0 | 0 | 0 |  |  | 0 | 0 | 0 | 0 | 0 | 0 | 0 | 0 | 0 | 0 | 0 | 0 | 0 | 0 | 0 | 0 | 0 | 0 | 0 | 0 | 0
0 | 0 |  |  |  | 0 | [11 empty] | 0 | 0 |  | 0 |  | 0 | [5 empty] | 0 |  | 0 |  | 0 |  | 0 |  | 0 |  | 0 |  | 0 |  | 0 |  |  | 0 | 0 | 0 |  |  | 0 | 0 | 0 | 0 | 0 | 0 | 0 | 0 | 0 | 0 | 0 | 0 | 0 | 0 | 0 | 0 | 0 | 0 | 0 | 0 | 0
0 | 0 |  |  |  | 0 | [11 empty] | 0 | 0 |  | 0 |  | 0 | [5 empty] | 0 |  | 0 |  | 0 |  | 0 |  | 0 |  | 0 |  | 0 |  | 0 |  |  | 0 | 0 | 0 |  |  | 0 | 0 | 0 | 0 | 0 | 0 | 0 | 0 | 0 | 0 | 0 | 0 | 0 | 0 | 0 | 0 | 0 | 0 | 0 | 0 | 0
0 | 0 |  |  |  | 0 | [11 empty] | 0 | 0 |  | 0 |  | 0 | [5 empty] | 0 |  | 0 |  | 0 |  | 0 |  | 0 |  | 0 |  | 0 |  | 0 |  |  | 0 | 0 | 0 |  |  | 0 | 0 | 0 | 0 | 0 | 0 | 0 | 0 | 0 | 0 | 0 | 0 | 0 | 0 | 0 | 0 | 0 | 0 | 0 | 0 | 0
0 | 0 |  |  |  | 0 | [11 empty] | 0 | 0 |  | 0 |  | 0 | [5 empty] | 0 |  | 0 |  | 0 |  | 0 |  | 0 |  | 0 |  | 0 |  | 0 |  |  | 0 | 0 | 0 |  |  | 0 | 0 | 0 | 0 | 0 | 0 | 0 | 0 | 0 | 0 | 0 | 0 | 0 | 0 | 0 | 0 | 0 | 0 | 0 | 0 | 0
0 | 0 |  |  |  | 0 | [11 empty] | 0 | 0 |  | 0 |  | 0 | [5 empty] | 0 |  | 0 |  | 0 |  | 0 |  | 0 |  | 0 |  | 0 |  | 0 |  |  | 0 | 0 | 0 |  |  | 0 | 0 | 0 | 0 | 0 | 0 | 0 | 0 | 0 | 0 | 0 | 0 | 0 | 0 | 0 | 0 | 0 | 0 | 0 | 0 | 0
0 | 0 |  |  |  | 0 | [11 empty] | 0 | 0 |  | 0 |  | 0 | [5 empty] | 0 |  | 0 |  | 0 |  | 0 |  | 0 |  | 0 |  | 0 |  | 0 |  |  | 0 | 0 | 0 |  |  | 0 | 0 | 0 | 0 | 0 | 0 | 0 | 0 | 0 | 0 | 0 | 0 | 0 | 0 | 0 | 0 | 0 | 0 | 0 | 0 | 0
0 | 0 |  |  |  | 0 | [11 empty] | 0 | 0 |  | 0 |  | 0 | [5 empty] | 0 |  | 0 |  | 0 |  | 0 |  | 0 |  | 0 |  | 0 |  | 0 |  |  | 0 | 0 | 0 |  |  | 0 | 0 | 0 | 0 | 0 | 0 | 0 | 0 | 0 | 0 | 0 | 0 | 0 | 0 | 0 | 0 | 0 | 0 | 0 | 0 | 0
0 | 0 |  |  |  | 0 | [11 empty] | 0 | 0 |  | 0 |  | 0 | [5 empty] | 0 |  | 0 |  | 0 |  | 0 |  | 0 |  | 0 |  | 0 |  | 0 |  |  | 0 | 0 | 0 |  |  | 0 | 0 | 0 | 0 | 0 | 0 | 0 | 0 | 0 | 0 | 0 | 0 | 0 | 0 | 0 | 0 | 0 | 0 | 0 | 0 | 0
0 | 0 |  |  |  | 0 | [11 empty] | 0 | 0 |  | 0 |  | 0 | [5 empty] | 0 |  | 0 |  | 0 |  | 0 |  | 0 |  | 0 |  | 0 |  | 0 |  |  | 0 | 0 | 0 |  |  | 0 | 0 | 0 | 0 | 0 | 0 | 0 | 0 | 0 | 0 | 0 | 0 | 0 | 0 | 0 | 0 | 0 | 0 | 0 | 0 | 0
0 | 0 |  |  |  | 0 | [11 empty] | 0 | 0 |  | 0 |  | 0 | [5 empty] | 0 |  | 0 |  | 0 |  | 0 |  | 0 |  | 0 |  | 0 |  | 0 |  |  | 0 | 0 | 0 |  |  | 0 | 0 | 0 | 0 | 0 | 0 | 0 | 0 | 0 | 0 | 0 | 0 | 0 | 0 | 0 | 0 | 0 | 0 | 0 | 0 | 0
0 | 0 |  |  |  | 0 | [11 empty] | 0 | 0 |  | 0 |  | 0 | [5 empty] | 0 |  | 0 |  | 0 |  | 0 |  | 0 |  | 0 |  | 0 |  | 0 |  |  | 0 | 0 | 0 |  |  | 0 | 0 | 0 | 0 | 0 | 0 | 0 | 0 | 0 | 0 | 0 | 0 | 0 | 0 | 0 | 0 | 0 | 0 | 0 | 0 | 0
0 | 0 |  |  |  | 0 | [11 empty] | 0 | 0 |  | 0 |  | 0 | [5 empty] | 0 |  | 0 |  | 0 |  | 0 |  | 0 |  | 0 |  | 0 |  | 0 |  |  | 0 | 0 | 0 |  |  | 0 | 0 | 0 | 0 | 0 | 0 | 0 | 0 | 0 | 0 | 0 | 0 | 0 | 0 | 0 | 0 | 0 | 0 | 0 | 0 | 0
0 | 0 |  |  |  | 0 | [11 empty] | 0 | 0 |  | 0 |  | 0 | [5 empty] | 0 |  | 0 |  | 0 |  | 0 |  | 0 |  | 0 |  | 0 |  | 0 |  |  | 0 | 0 | 0 |  |  | 0 | 0 | 0 | 0 | 0 | 0 | 0 | 0 | 0 | 0 | 0 | 0 | 0 | 0 | 0 | 0 | 0 | 0 | 0 | 0 | 0
0 | 0 |  |  |  | 0 | [11 empty] | 0 | 0 |  | 0 |  | 0 | [5 empty] | 0 |  | 0 |  | 0 |  | 0 |  | 0 |  | 0 |  | 0 |  | 0 |  |  | 0 | 0 | 0 |  |  | 0 | 0 | 0 | 0 | 0 | 0 | 0 | 0 | 0 | 0 | 0 | 0 | 0 | 0 | 0 | 0 | 0 | 0 | 0 | 0 | 0
0 | 0 |  |  |  | 0 | [11 empty] | 0 | 0 |  | 0 |  | 0 | [5 empty] | 0 |  | 0 |  | 0 |  | 0 |  | 0 |  | 0 |  | 0 |  | 0 |  |  | 0 | 0 | 0 |  |  | 0 | 0 | 0 | 0 | 0 | 0 | 0 | 0 | 0 | 0 | 0 | 0 | 0 | 0 | 0 | 0 | 0 | 0 | 0 | 0 | 0
0 | 0 |  |  |  | 0 | [11 empty] | 0 | 0 |  | 0 |  | 0 | [5 empty] | 0 |  | 0 |  | 0 |  | 0 |  | 0 |  | 0 |  | 0 |  | 0 |  |  | 0 | 0 | 0 |  |  | 0 | 0 | 0 | 0 | 0 | 0 | 0 | 0 | 0 | 0 | 0 | 0 | 0 | 0 | 0 | 0 | 0 | 0 | 0 | 0 | 0
0 | 0 |  |  |  | 0 | [11 empty] | 0 | 0 |  | 0 |  | 0 | [5 empty] | 0 |  | 0 |  | 0 |  | 0 |  | 0 |  | 0 |  | 0 |  | 0 |  |  | 0 | 0 | 0 |  |  | 0 | 0 | 0 | 0 | 0 | 0 | 0 | 0 | 0 | 0 | 0 | 0 | 0 | 0 | 0 | 0 | 0 | 0 | 0 | 0 | 0
0 | 0 |  |  |  | 0 | [11 empty] | 0 | 0 |  | 0 |  | 0 | [5 empty] | 0 |  | 0 |  | 0 |  | 0 |  | 0 |  | 0 |  | 0 |  | 0 |  |  | 0 | 0 | 0 |  |  | 0 | 0 | 0 | 0 | 0 | 0 | 0 | 0 | 0 | 0 | 0 | 0 | 0 | 0 | 0 | 0 | 0 | 0 | 0 | 0 | 0
0 | 0 |  |  |  | 0 | [11 empty] | 0 | 0 |  | 0 |  | 0 | [5 empty] | 0 |  | 0 |  | 0 |  | 0 |  | 0 |  | 0 |  | 0 |  | 0 |  |  | 0 | 0 | 0 |  |  | 0 | 0 | 0 | 0 | 0 | 0 | 0 | 0 | 0 | 0 | 0 | 0 | 0 | 0 | 0 | 0 | 0 | 0 | 0 | 0 | 0
0 | 0 |  |  |  | 0 | [11 empty] | 0 | 0 |  | 0 |  | 0 | [5 empty] | 0 |  | 0 |  | 0 |  | 0 |  | 0 |  | 0 |  | 0 |  | 0 |  |  | 0 | 0 | 0 |  |  | 0 | 0 | 0 | 0 | 0 | 0 | 0 | 0 | 0 | 0 | 0 | 0 | 0 | 0 | 0 | 0 | 0 | 0 | 0 | 0 | 0
0 | 0 |  |  |  | 0 | [11 empty] | 0 | 0 |  | 0 |  | 0 | [5 empty] | 0 |  | 0 |  | 0 |  | 0 |  | 0 |  | 0 |  | 0 |  | 0 |  |  | 0 | 0 | 0 |  |  | 0 | 0 | 0 | 0 | 0 | 0 | 0 | 0 | 0 | 0 | 0 | 0 | 0 | 0 | 0 | 0 | 0 | 0 | 0 | 0 | 0
0 | 0 |  |  |  | 0 | [11 empty] | 0 | 0 |  | 0 |  | 0 | [5 empty] | 0 |  | 0 |  | 0 |  | 0 |  | 0 |  | 0 |  | 0 |  | 0 |  |  | 0 | 0 | 0 |  |  | 0 | 0 | 0 | 0 | 0 | 0 | 0 | 0 | 0 | 0 | 0 | 0 | 0 | 0 | 0 | 0 | 0 | 0 | 0 | 0 | 0
0 | 0 |  |  |  | 0 | [11 empty] | 0 | 0 |  | 0 |  | 0 | [5 empty] | 0 |  | 0 |  | 0 |  | 0 |  | 0 |  | 0 |  | 0 |  | 0 |  |  | 0 | 0 | 0 |  |  | 0 | 0 | 0 | 0 | 0 | 0 | 0 | 0 | 0 | 0 | 0 | 0 | 0 | 0 | 0 | 0 | 0 | 0 | 0 | 0 | 0
0 | 0 |  |  |  | 0 | [11 empty] | 0 | 0 |  | 0 |  | 0 | [5 empty] | 0 |  | 0 |  | 0 |  | 0 |  | 0 |  | 0 |  | 0 |  | 0 |  |  | 0 | 0 | 0 |  |  | 0 | 0 | 0 | 0 | 0 | 0 | 0 | 0 | 0 | 0 | 0 | 0 | 0 | 0 | 0 | 0 | 0 | 0 | 0 | 0 | 0
0 | 0 |  |  |  | 0 | [11 empty] | 0 | 0 |  | 0 |  | 0 | [5 empty] | 0 |  | 0 |  | 0 |  | 0 |  | 0 |  | 0 |  | 0 |  | 0 |  |  | 0 | 0 | 0 |  |  | 0 | 0 | 0 | 0 | 0 | 0 | 0 | 0 | 0 | 0 | 0 | 0 | 0 | 0 | 0 | 0 | 0 | 0 | 0 | 0 | 0
0 | 0 |  |  |  | 0 | [11 empty] | 0 | 0 |  | 0 |  | 0 | [5 empty] | 0 |  | 0 |  | 0 |  | 0 |  | 0 |  | 0 |  | 0 |  | 0 |  |  | 0 | 0 | 0 |  |  | 0 | 0 | 0 | 0 | 0 | 0 | 0 | 0 | 0 | 0 | 0 | 0 | 0 | 0 | 0 | 0 | 0 | 0 | 0 | 0 | 0
0 | 0 |  |  |  | 0 | [11 empty] | 0 | 0 |  | 0 |  | 0 | [5 empty] | 0 |  | 0 |  | 0 |  | 0 |  | 0 |  | 0 |  | 0 |  | 0 |  |  | 0 | 0 | 0 |  |  | 0 | 0 | 0 | 0 | 0 | 0 | 0 | 0 | 0 | 0 | 0 | 0 | 0 | 0 | 0 | 0 | 0 | 0 | 0 | 0 | 0
0 | 0 |  |  |  | 0 | [11 empty] | 0 | 0 |  | 0 |  | 0 | [5 empty] | 0 |  | 0 |  | 0 |  | 0 |  | 0 |  | 0 |  | 0 |  | 0 |  |  | 0 | 0 | 0 |  |  | 0 | 0 | 0 | 0 | 0 | 0 | 0 | 0 | 0 | 0 | 0 | 0 | 0 | 0 | 0 | 0 | 0 | 0 | 0 | 0 | 0
0 | 0 |  |  |  | 0 | [11 empty] | 0 | 0 |  | 0 |  | 0 | [5 empty] | 0 |  | 0 |  | 0 |  | 0 |  | 0 |  | 0 |  | 0 |  | 0 |  |  | 0 | 0 | 0 |  |  | 0 | 0 | 0 | 0 | 0 | 0 | 0 | 0 | 0 | 0 | 0 | 0 | 0 | 0 | 0 | 0 | 0 | 0 | 0 | 0 | 0
0 | 0 |  |  |  | 0 | [11 empty] | 0 | 0 |  | 0 |  | 0 | [5 empty] | 0 |  | 0 |  | 0 |  | 0 |  | 0 |  | 0 |  | 0 |  | 0 |  |  | 0 | 0 | 0 |  |  | 0 | 0 | 0 | 0 | 0 | 0 | 0 | 0 | 0 | 0 | 0 | 0 | 0 | 0 | 0 | 0 | 0 | 0 | 0 | 0 | 0
0 | 0 |  |  |  | 0 | [11 empty] | 0 | 0 |  | 0 |  | 0 | [5 empty] | 0 |  | 0 |  | 0 |  | 0 |  | 0 |  | 0 |  | 0 |  | 0 |  |  | 0 | 0 | 0 |  |  | 0 | 0 | 0 | 0 | 0 | 0 | 0 | 0 | 0 | 0 | 0 | 0 | 0 | 0 | 0 | 0 | 0 | 0 | 0 | 0 | 0
0 | 0 |  |  |  | 0 | [11 empty] | 0 | 0 |  | 0 |  | 0 | [5 empty] | 0 |  | 0 |  | 0 |  | 0 |  | 0 |  | 0 |  | 0 |  | 0 |  |  | 0 | 0 | 0 |  |  | 0 | 0 | 0 | 0 | 0 | 0 | 0 | 0 | 0 | 0 | 0 | 0 | 0 | 0 | 0 | 0 | 0 | 0 | 0 | 0 | 0
0 | 0 |  |  |  | 0 | [11 empty] | 0 | 0 |  | 0 |  | 0 | [5 empty] | 0 |  | 0 |  | 0 |  | 0 |  | 0 |  | 0 |  | 0 |  | 0 |  |  | 0 | 0 | 0 |  |  | 0 | 0 | 0 | 0 | 0 | 0 | 0 | 0 | 0 | 0 | 0 | 0 | 0 | 0 | 0 | 0 | 0 | 0 | 0 | 0 | 0
0 | 0 |  |  |  | 0 | [11 empty] | 0 | 0 |  | 0 |  | 0 | [5 empty] | 0 |  | 0 |  | 0 |  | 0 |  | 0 |  | 0 |  | 0 |  | 0 |  |  | 0 | 0 | 0 |  |  | 0 | 0 | 0 | 0 | 0 | 0 | 0 | 0 | 0 | 0 | 0 | 0 | 0 | 0 | 0 | 0 | 0 | 0 | 0 | 0 | 0
0
[6 empty] | END |  | Total Price for Schedule 4 | [9 empty] | 0 |  | 0 |  | 0 | Baht |  | Baht |  | Baht |  | Baht |  | Baht |  |  | 0 | Baht |  | Baht |  | Baht |  | Baht |  |  |  |  | Baht | Baht |  |  | Baht | Baht | Baht | Baht | Baht | Baht | Baht | Baht | Baht | Baht | Baht | Baht | Baht | Baht | Baht | Baht | Baht | Baht | Baht | Baht | Baht | bar: 79 to 81
[18 empty] | 0 |  | 0 |  | 0 | [5 empty] | 0 |  | 0 |  | 0 |  | 0 |  | 0 |  | 0 |  | 0 |  | 0 |  |  |  | 0 | 0 |  |  | 0 | 0 | 0 | 0 | 0 | 0 | 0 | 0 | 0 | 0 | 0 | 0 | 0 | 0 | 0 | 0 | 0 | 0 | 0 | 0 | 0 | bar: 79 to 81
[18 empty] | 0 |  | 0 |  | 0 | [11 empty] | 0 | bar: 79 to 81
[18 empty] | 0 |  | 0 |  | 0 | [11 empty] | 0 | bar: 79 to 81
[18 empty] | 0 |  | 0 |  | 0 | [11 empty] | 0
[18 empty] | 0 |  | 0 |  | 0 | [11 empty] | 0
[18 empty] | 0 |  | 0 |  | 0 | [11 empty] | 0
[18 empty] | 0 |  | 0 |  | 0 | [11 empty] | 0
000000000000000000000000000000000000000
0000000000000000000000000000000000000000
000000000000000000000
[8 empty] | 0 | 0 |  |  |  |  | 0000000000000000000000000000000000000000000000000000000000000000000000000000000000000000000000000000
[8 empty] | 0 | 0
[8 empty] | 0 | 0
[8 empty] | 0 | 0
[8 empty] | 0 | 0
[8 empty] | 0 | 0
[8 empty] | 0 | 0
[8 empty] | 0 | 0
[8 empty] | 0 | 0
[8 empty] | 0 | 0
[8 empty] | 0 | 0
[8 empty] | 0 | 0
[8 empty] | 0 | 0
[8 empty] | 0 | 0
[8 empty] | 0 | 0
[8 empty] | 0 | 0
[8 empty] | 0 | 0
[8 empty] | 0 | 0
[8 empty] | 0 | 0
[8 empty] | 0 | 0
[8 empty] | 0 | 0
[8 empty] | 0 | 0
[8 empty] | 0 | 0
[8 empty] | 0 | 0
[8 empty] | 0 | 0
[8 empty] | 0 | 0
[8 empty] | 0 | 0
[8 empty] | 0 | 0
[8 empty] | 0 | 0
[8 empty] | 0 | 0
[8 empty] | 0 | 0
[8 empty] | 0 | 0
[8 empty] | 0 | 0
[8 empty] | 0 | 0
[8 empty] | 0 | 0
[8 empty] | 0 | 0
[8 empty] | 0 | 0
[8 empty] | 0 | 0
[8 empty] | 0 | 0
[8 empty] | 0 | 0
[8 empty] | 0 | 0
[8 empty] | 0 | 0
[8 empty] | 0 | 0
[8 empty] | 0 | 0
[8 empty] | 0 | 0
[8 empty] | 0 | 0
[8 empty] | 0 | 0
[8 empty] | 0 | 0
[8 empty] | 0 | 0
[8 empty] | 0 | 0
[8 empty] | 0 | 0
[8 empty] | 0 | 0
[8 empty] | 0 | 0
[8 empty] | 0 | 0
[8 empty] | 0 | 0
[8 empty] | 0 | 0
[8 empty] | 0 | 0
[8 empty] | 0 | 0
[8 empty] | 0 | 0
[8 empty] | 0 | 0
[8 empty] | 0 | 0
[8 empty] | 0 | 0
[8 empty] | 0 | 0
[8 empty] | 0 | 0
[8 empty] | 0 | 0
[8 empty] | 0 | 0
[8 empty] | 0 | 0
[8 empty] | 0 | 0
[8 empty] | 0 | 0
[8 empty] | 0 | 0
[8 empty] | 0 | 0
[8 empty] | 0 | 0
[8 empty] | 0 | 0
[8 empty] | 0 | 0
[8 empty] | 0 | 0
[8 empty] | 0 | 0
[8 empty] | 0 | 0
[8 empty] | 0 | 0
[8 empty] | 0 | 0
[8 empty] | 0 | 0
[8 empty] | 0 | 0
[8 empty] | 0 | 0
[8 empty] | 0 | 0
[8 empty] | 0 | 0
[8 empty] | 0 | 0
[8 empty] | 0 | 0
[8 empty] | 0 | 0
[8 empty] | 0 | 0
[8 empty] | 0 | 0
[8 empty] | 0 | 0
[8 empty] | 0 | 0
[8 empty] | 0 | 0
[8 empty] | 0 | 0
[8 empty] | 0 | 0
[8 empty] | 0 | 0
[8 empty] | 0 | 0
[8 empty] | 0 | 0
[8 empty] | 0 | 0
[8 empty] | 0 | 0
[8 empty] | 0 | 0

## Sch 5 (hidden)
INVITATION TO BID NO. TIEC-CR-13
Schedule 5 :
[77 empty] | 79 | 80 | 81 | 82 | 83 | 84 | 85 | 86 | 87 | 88 | 89 | 90 | 91 | 92 | 93 | 94 | 95 | 96 | 97 | 98 | 99 | 100 | 101 | 102 | 103 | 104 | 105 | 106 | 107 | 108 | 109 | 110 | 111 | 112 | 113 | 114 | 115 | 116 | 117 | 118 | 119 | 120 | 121 | 122 | 123 | 124 | 125 | 126 | 127 | 128
[8 empty] | SUPPLY OF CONTROL AND PROTECTION EQUIPMENT | [62 empty] | 72 | 73 | 75 | 76 | 77 | 78 | 82: Breakdown per Item :
[8 empty] | TRANSMISSION SYSTEM IMPROVEMENT PROJECT IN NORTHEASTERN, LOWER NORTHERN, CENTRAL REGIONS AND BANGKOK AREA TO ENHANCE SYSTEM SECURITY | [68 empty] | 82: Schedule :
System :
Job No. | Substation | Delivery Required by EGAT |  |  |  | Material group | Code No. | Item No. | Description | Short Description | Drawing No. / Reference No. | Qty. | Unit | Currency | Supply of Equipment |  |  |  | Supply of Equipment |  | Supply of Equipment |  | Supply of Equipment |  |  |  | Supply of Equipment |  | Supply of Equipment |  | Supply of Equipment |  | Foreign Currency |  | Local Currency |  | Local Transportation |  | Local Transportation, Construction and Installation |  | Purchase Price Offered for Dismantled Equipment |  | Plant |  | UOM | [25 empty] | Irrelevant | Incoterm | Account Assignment | Cost Object | Fund Center |  | 105: CFR Thai Port; 107: CIF Thai Port; 109: DDP EGAT 's Store; 111: Local Transportation; 113: Custom Clearance; 115: DDP EGAT 's Store; 117: Ex-works Price; 119: Local Transportation; 121: Foreign Currency; 123: Local Currency; 125: Local Transportation to EGAT 's Store; 127: Local Transportation, Construction and Installation | Long Description | Short Description
|  | (with in months after receipt of the notification of award) | [12 empty] | Foreign Supply |  |  |  | Foreign Supply |  | Foreign Supply |  | Foreign Supply | [5 empty] | Local Supply |  | Local Supply | [16 empty] | Preference | % Import Duty | Preference | CFR Price | CIF Price | Foreign Currency | Ex-works Price | Local Currency | Local Transportation | Local Transportation, | Marine Insurance Price | Customs Clearance | Import Duty Price | VAT for Imported Equipment | VAT for Import Duty | VAT for | VAT for Ex-works Price | VAT for | VAT for | VAT for Transportation, Construction and Installation | Foreign | Local | Evaluation Price | [6 empty] | 115: ( excluding VAT ); 117: ( excluding VAT )
[5 empty] | Completion Date | [9 empty] | FOB Vessel | Cost of | CFR Thai Port |  | CIF Thai Port |  | DDP EGAT 's Store |  | Local Transportation |  | Custom Clearance |  | DDP EGAT 's Store |  | Ex-works Price |  | Local Transportation | [12 empty] | Breakdown tab |  | Proposed Price | Evaluation Price | Status | [7 empty] | to EGAT 's Store | Construction and | [5 empty] | Foreign Currency |  | Local Currency | Local Transportation |  | Price Adjustment | Price Adjustment | [7 empty] | 104: Incoterm; 105: CFR; 107: CIF; 109: DDP; 111: ZTF; 113: ZCC; 115: DDP; 117: EXW; 119: ZTL; 125: ZTT; 127: ZCN
|  | CFR Thai Port | DDP or EGAT's Store | Ex-works | [11 empty] | Transportation | [10 empty] | ( excluding VAT ) |  | ( excluding VAT ) |  | ( excluding VAT ) |  | ( excluding VAT ) |  | ( excluding VAT ) |  | ( excluding VAT ) |  | ( excluding VAT ) |  | ( including VAT ) | [15 empty] | Installation | [%Insure(110%(CFR))] | [%Custom(CIF)] | [%Import Duty(CIF)] | [ %VAT(CFR/CIF) ] | [ %VAT( Import Duty) ] | [ %VAT(Foreign Currency) ] | [ %VAT(Ex-works Price) ] | [ %VAT(Local Currency) ] | to EGAT 's Store | [10 empty] | 104: Material group; 111: SV-TRN-MT; 113: SV-CTM; 119: SV-TRN-MT; 125: SV-TRN-MT; 127: SV-CVL
[16 empty] | to Thai Port | [6 empty] | Baht |  | Baht |  | Baht |  | Baht |  | Baht |  |  |  | Baht |  | Baht |  | Baht |  | Baht |  |  |  |  | Baht | Baht |  |  | Baht | Baht | Baht | Baht | Baht | Baht | Baht | Baht | Baht | Baht | Baht | Baht | Baht | Baht | Baht | Baht | Baht | Baht | Baht | Baht | Baht
|  | (month) | (month) | (month) | (month) | [9 empty] | Unit Price | Unit Price | Unit Price | Amount | Unit Price | Amount | Unit Price | Amount | Unit Price | Amount | Unit Price | Amount | Unit Price | Amount | Unit Price | Amount | Unit Price | Amount | Unit Price | Amount | Unit Price | Amount | Unit Price | Amount | Unit Price | Amount | Unit Price | Amount | [5 empty] | (Y/N) | (IPDTY) | (PRF) | (CFR) | (CIF) | (FC) | (EW) | (LC) | (LT) | (TCI) | (MI) | (CC) | ( IDP) | (VATIE) | (VATID) | (VATFC) | (VATEW) | (VATLC) | (VATLT) | (VATTCI) | (FPA) | (LPA) | (EVAPR)
0 | 0 |  |  |  | 0 | [11 empty] | 0 | 0 |  | 0 |  | 0 | [5 empty] | 0 |  | 0 |  | 0 |  | 0 |  | 0 |  | 0 |  | 0 |  | 0 |  |  | 0 | 0 | 0 |  |  | 0 | 0 | 0 | 0 | 0 | 0 | 0 | 0 | 0 | 0 | 0 | 0 | 0 | 0 | 0 | 0 | 0 | 0 | 0 | 0 | 0
0 | 0 |  |  |  | 0 | [11 empty] | 0 | 0 |  | 0 |  | 0 | [5 empty] | 0 |  | 0 |  | 0 |  | 0 |  | 0 |  | 0 |  | 0 |  | 0 |  |  | 0 | 0 | 0 |  |  | 0 | 0 | 0 | 0 | 0 | 0 | 0 | 0 | 0 | 0 | 0 | 0 | 0 | 0 | 0 | 0 | 0 | 0 | 0 | 0 | 0
0 | 0 |  |  |  | 0 | [11 empty] | 0 | 0 |  | 0 |  | 0 | [5 empty] | 0 |  | 0 |  | 0 |  | 0 |  | 0 |  | 0 |  | 0 |  | 0 |  |  | 0 | 0 | 0 |  |  | 0 | 0 | 0 | 0 | 0 | 0 | 0 | 0 | 0 | 0 | 0 | 0 | 0 | 0 | 0 | 0 | 0 | 0 | 0 | 0 | 0
0 | 0 |  |  |  | 0 | [11 empty] | 0 | 0 |  | 0 |  | 0 | [5 empty] | 0 |  | 0 |  | 0 |  | 0 |  | 0 |  | 0 |  | 0 |  | 0 |  |  | 0 | 0 | 0 |  |  | 0 | 0 | 0 | 0 | 0 | 0 | 0 | 0 | 0 | 0 | 0 | 0 | 0 | 0 | 0 | 0 | 0 | 0 | 0 | 0 | 0
0 | 0 |  |  |  | 0 | [11 empty] | 0 | 0 |  | 0 |  | 0 | [5 empty] | 0 |  | 0 |  | 0 |  | 0 |  | 0 |  | 0 |  | 0 |  | 0 |  |  | 0 | 0 | 0 |  |  | 0 | 0 | 0 | 0 | 0 | 0 | 0 | 0 | 0 | 0 | 0 | 0 | 0 | 0 | 0 | 0 | 0 | 0 | 0 | 0 | 0
0 | 0 |  |  |  | 0 | [11 empty] | 0 | 0 |  | 0 |  | 0 | [5 empty] | 0 |  | 0 |  | 0 |  | 0 |  | 0 |  | 0 |  | 0 |  | 0 |  |  | 0 | 0 | 0 |  |  | 0 | 0 | 0 | 0 | 0 | 0 | 0 | 0 | 0 | 0 | 0 | 0 | 0 | 0 | 0 | 0 | 0 | 0 | 0 | 0 | 0
0 | 0 |  |  |  | 0 | [11 empty] | 0 | 0 |  | 0 |  | 0 | [5 empty] | 0 |  | 0 |  | 0 |  | 0 |  | 0 |  | 0 |  | 0 |  | 0 |  |  | 0 | 0 | 0 |  |  | 0 | 0 | 0 | 0 | 0 | 0 | 0 | 0 | 0 | 0 | 0 | 0 | 0 | 0 | 0 | 0 | 0 | 0 | 0 | 0 | 0
0 | 0 |  |  |  | 0 | [11 empty] | 0 | 0 |  | 0 |  | 0 | [5 empty] | 0 |  | 0 |  | 0 |  | 0 |  | 0 |  | 0 |  | 0 |  | 0 |  |  | 0 | 0 | 0 |  |  | 0 | 0 | 0 | 0 | 0 | 0 | 0 | 0 | 0 | 0 | 0 | 0 | 0 | 0 | 0 | 0 | 0 | 0 | 0 | 0 | 0
0 | 0 |  |  |  | 0 | [11 empty] | 0 | 0 |  | 0 |  | 0 | [5 empty] | 0 |  | 0 |  | 0 |  | 0 |  | 0 |  | 0 |  | 0 |  | 0 |  |  | 0 | 0 | 0 |  |  | 0 | 0 | 0 | 0 | 0 | 0 | 0 | 0 | 0 | 0 | 0 | 0 | 0 | 0 | 0 | 0 | 0 | 0 | 0 | 0 | 0
0 | 0 |  |  |  | 0 | [11 empty] | 0 | 0 |  | 0 |  | 0 | [5 empty] | 0 |  | 0 |  | 0 |  | 0 |  | 0 |  | 0 |  | 0 |  | 0 |  |  | 0 | 0 | 0 |  |  | 0 | 0 | 0 | 0 | 0 | 0 | 0 | 0 | 0 | 0 | 0 | 0 | 0 | 0 | 0 | 0 | 0 | 0 | 0 | 0 | 0
0 | 0 |  |  |  | 0 | [11 empty] | 0 | 0 |  | 0 |  | 0 | [5 empty] | 0 |  | 0 |  | 0 |  | 0 |  | 0 |  | 0 |  | 0 |  | 0 |  |  | 0 | 0 | 0 |  |  | 0 | 0 | 0 | 0 | 0 | 0 | 0 | 0 | 0 | 0 | 0 | 0 | 0 | 0 | 0 | 0 | 0 | 0 | 0 | 0 | 0
0 | 0 |  |  |  | 0 | [11 empty] | 0 | 0 |  | 0 |  | 0 | [5 empty] | 0 |  | 0 |  | 0 |  | 0 |  | 0 |  | 0 |  | 0 |  | 0 |  |  | 0 | 0 | 0 |  |  | 0 | 0 | 0 | 0 | 0 | 0 | 0 | 0 | 0 | 0 | 0 | 0 | 0 | 0 | 0 | 0 | 0 | 0 | 0 | 0 | 0
0 | 0 |  |  |  | 0 | [11 empty] | 0 | 0 |  | 0 |  | 0 | [5 empty] | 0 |  | 0 |  | 0 |  | 0 |  | 0 |  | 0 |  | 0 |  | 0 |  |  | 0 | 0 | 0 |  |  | 0 | 0 | 0 | 0 | 0 | 0 | 0 | 0 | 0 | 0 | 0 | 0 | 0 | 0 | 0 | 0 | 0 | 0 | 0 | 0 | 0
0 | 0 |  |  |  | 0 | [11 empty] | 0 | 0 |  | 0 |  | 0 | [5 empty] | 0 |  | 0 |  | 0 |  | 0 |  | 0 |  | 0 |  | 0 |  | 0 |  |  | 0 | 0 | 0 |  |  | 0 | 0 | 0 | 0 | 0 | 0 | 0 | 0 | 0 | 0 | 0 | 0 | 0 | 0 | 0 | 0 | 0 | 0 | 0 | 0 | 0
0 | 0 |  |  |  | 0 | [11 empty] | 0 | 0 |  | 0 |  | 0 | [5 empty] | 0 |  | 0 |  | 0 |  | 0 |  | 0 |  | 0 |  | 0 |  | 0 |  |  | 0 | 0 | 0 |  |  | 0 | 0 | 0 | 0 | 0 | 0 | 0 | 0 | 0 | 0 | 0 | 0 | 0 | 0 | 0 | 0 | 0 | 0 | 0 | 0 | 0
0 | 0 |  |  |  | 0 | [11 empty] | 0 | 0 |  | 0 |  | 0 | [5 empty] | 0 |  | 0 |  | 0 |  | 0 |  | 0 |  | 0 |  | 0 |  | 0 |  |  | 0 | 0 | 0 |  |  | 0 | 0 | 0 | 0 | 0 | 0 | 0 | 0 | 0 | 0 | 0 | 0 | 0 | 0 | 0 | 0 | 0 | 0 | 0 | 0 | 0
0 | 0 |  |  |  | 0 | [11 empty] | 0 | 0 |  | 0 |  | 0 | [5 empty] | 0 |  | 0 |  | 0 |  | 0 |  | 0 |  | 0 |  | 0 |  | 0 |  |  | 0 | 0 | 0 |  |  | 0 | 0 | 0 | 0 | 0 | 0 | 0 | 0 | 0 | 0 | 0 | 0 | 0 | 0 | 0 | 0 | 0 | 0 | 0 | 0 | 0
0 | 0 |  |  |  | 0 | [11 empty] | 0 | 0 |  | 0 |  | 0 | [5 empty] | 0 |  | 0 |  | 0 |  | 0 |  | 0 |  | 0 |  | 0 |  | 0 |  |  | 0 | 0 | 0 |  |  | 0 | 0 | 0 | 0 | 0 | 0 | 0 | 0 | 0 | 0 | 0 | 0 | 0 | 0 | 0 | 0 | 0 | 0 | 0 | 0 | 0
0 | 0 |  |  |  | 0 | [11 empty] | 0 | 0 |  | 0 |  | 0 | [5 empty] | 0 |  | 0 |  | 0 |  | 0 |  | 0 |  | 0 |  | 0 |  | 0 |  |  | 0 | 0 | 0 |  |  | 0 | 0 | 0 | 0 | 0 | 0 | 0 | 0 | 0 | 0 | 0 | 0 | 0 | 0 | 0 | 0 | 0 | 0 | 0 | 0 | 0
0 | 0 |  |  |  | 0 | [11 empty] | 0 | 0 |  | 0 |  | 0 | [5 empty] | 0 |  | 0 |  | 0 |  | 0 |  | 0 |  | 0 |  | 0 |  | 0 |  |  | 0 | 0 | 0 |  |  | 0 | 0 | 0 | 0 | 0 | 0 | 0 | 0 | 0 | 0 | 0 | 0 | 0 | 0 | 0 | 0 | 0 | 0 | 0 | 0 | 0
0 | 0 |  |  |  | 0 | [11 empty] | 0 | 0 |  | 0 |  | 0 | [5 empty] | 0 |  | 0 |  | 0 |  | 0 |  | 0 |  | 0 |  | 0 |  | 0 |  |  | 0 | 0 | 0 |  |  | 0 | 0 | 0 | 0 | 0 | 0 | 0 | 0 | 0 | 0 | 0 | 0 | 0 | 0 | 0 | 0 | 0 | 0 | 0 | 0 | 0
0 | 0 |  |  |  | 0 | [11 empty] | 0 | 0 |  | 0 |  | 0 | [5 empty] | 0 |  | 0 |  | 0 |  | 0 |  | 0 |  | 0 |  | 0 |  | 0 |  |  | 0 | 0 | 0 |  |  | 0 | 0 | 0 | 0 | 0 | 0 | 0 | 0 | 0 | 0 | 0 | 0 | 0 | 0 | 0 | 0 | 0 | 0 | 0 | 0 | 0
0 | 0 |  |  |  | 0 | [11 empty] | 0 | 0 |  | 0 |  | 0 | [5 empty] | 0 |  | 0 |  | 0 |  | 0 |  | 0 |  | 0 |  | 0 |  | 0 |  |  | 0 | 0 | 0 |  |  | 0 | 0 | 0 | 0 | 0 | 0 | 0 | 0 | 0 | 0 | 0 | 0 | 0 | 0 | 0 | 0 | 0 | 0 | 0 | 0 | 0
0 | 0 |  |  |  | 0 | [11 empty] | 0 | 0 |  | 0 |  | 0 | [5 empty] | 0 |  | 0 |  | 0 |  | 0 |  | 0 |  | 0 |  | 0 |  | 0 |  |  | 0 | 0 | 0 |  |  | 0 | 0 | 0 | 0 | 0 | 0 | 0 | 0 | 0 | 0 | 0 | 0 | 0 | 0 | 0 | 0 | 0 | 0 | 0 | 0 | 0
0 | 0 |  |  |  | 0 | [11 empty] | 0 | 0 |  | 0 |  | 0 | [5 empty] | 0 |  | 0 |  | 0 |  | 0 |  | 0 |  | 0 |  | 0 |  | 0 |  |  | 0 | 0 | 0 |  |  | 0 | 0 | 0 | 0 | 0 | 0 | 0 | 0 | 0 | 0 | 0 | 0 | 0 | 0 | 0 | 0 | 0 | 0 | 0 | 0 | 0
0 | 0 |  |  |  | 0 | [11 empty] | 0 | 0 |  | 0 |  | 0 | [5 empty] | 0 |  | 0 |  | 0 |  | 0 |  | 0 |  | 0 |  | 0 |  | 0 |  |  | 0 | 0 | 0 |  |  | 0 | 0 | 0 | 0 | 0 | 0 | 0 | 0 | 0 | 0 | 0 | 0 | 0 | 0 | 0 | 0 | 0 | 0 | 0 | 0 | 0
0 | 0 |  |  |  | 0 | [11 empty] | 0 | 0 |  | 0 |  | 0 | [5 empty] | 0 |  | 0 |  | 0 |  | 0 |  | 0 |  | 0 |  | 0 |  | 0 |  |  | 0 | 0 | 0 |  |  | 0 | 0 | 0 | 0 | 0 | 0 | 0 | 0 | 0 | 0 | 0 | 0 | 0 | 0 | 0 | 0 | 0 | 0 | 0 | 0 | 0
0 | 0 |  |  |  | 0 | [11 empty] | 0 | 0 |  | 0 |  | 0 | [5 empty] | 0 |  | 0 |  | 0 |  | 0 |  | 0 |  | 0 |  | 0 |  | 0 |  |  | 0 | 0 | 0 |  |  | 0 | 0 | 0 | 0 | 0 | 0 | 0 | 0 | 0 | 0 | 0 | 0 | 0 | 0 | 0 | 0 | 0 | 0 | 0 | 0 | 0
0 | 0 |  |  |  | 0 | [11 empty] | 0 | 0 |  | 0 |  | 0 | [5 empty] | 0 |  | 0 |  | 0 |  | 0 |  | 0 |  | 0 |  | 0 |  | 0 |  |  | 0 | 0 | 0 |  |  | 0 | 0 | 0 | 0 | 0 | 0 | 0 | 0 | 0 | 0 | 0 | 0 | 0 | 0 | 0 | 0 | 0 | 0 | 0 | 0 | 0
0 | 0 |  |  |  | 0 | [11 empty] | 0 | 0 |  | 0 |  | 0 | [5 empty] | 0 |  | 0 |  | 0 |  | 0 |  | 0 |  | 0 |  | 0 |  | 0 |  |  | 0 | 0 | 0 |  |  | 0 | 0 | 0 | 0 | 0 | 0 | 0 | 0 | 0 | 0 | 0 | 0 | 0 | 0 | 0 | 0 | 0 | 0 | 0 | 0 | 0
0 | 0 |  |  |  | 0 | [11 empty] | 0 | 0 |  | 0 |  | 0 | [5 empty] | 0 |  | 0 |  | 0 |  | 0 |  | 0 |  | 0 |  | 0 |  | 0 |  |  | 0 | 0 | 0 |  |  | 0 | 0 | 0 | 0 | 0 | 0 | 0 | 0 | 0 | 0 | 0 | 0 | 0 | 0 | 0 | 0 | 0 | 0 | 0 | 0 | 0
0 | 0 |  |  |  | 0 | [11 empty] | 0 | 0 |  | 0 |  | 0 | [5 empty] | 0 |  | 0 |  | 0 |  | 0 |  | 0 |  | 0 |  | 0 |  | 0 |  |  | 0 | 0 | 0 |  |  | 0 | 0 | 0 | 0 | 0 | 0 | 0 | 0 | 0 | 0 | 0 | 0 | 0 | 0 | 0 | 0 | 0 | 0 | 0 | 0 | 0
0 | 0 |  |  |  | 0 | [11 empty] | 0 | 0 |  | 0 |  | 0 | [5 empty] | 0 |  | 0 |  | 0 |  | 0 |  | 0 |  | 0 |  | 0 |  | 0 |  |  | 0 | 0 | 0 |  |  | 0 | 0 | 0 | 0 | 0 | 0 | 0 | 0 | 0 | 0 | 0 | 0 | 0 | 0 | 0 | 0 | 0 | 0 | 0 | 0 | 0
0 | 0 |  |  |  | 0 | [11 empty] | 0 | 0 |  | 0 |  | 0 | [5 empty] | 0 |  | 0 |  | 0 |  | 0 |  | 0 |  | 0 |  | 0 |  | 0 |  |  | 0 | 0 | 0 |  |  | 0 | 0 | 0 | 0 | 0 | 0 | 0 | 0 | 0 | 0 | 0 | 0 | 0 | 0 | 0 | 0 | 0 | 0 | 0 | 0 | 0
0 | 0 |  |  |  | 0 | [11 empty] | 0 | 0 |  | 0 |  | 0 | [5 empty] | 0 |  | 0 |  | 0 |  | 0 |  | 0 |  | 0 |  | 0 |  | 0 |  |  | 0 | 0 | 0 |  |  | 0 | 0 | 0 | 0 | 0 | 0 | 0 | 0 | 0 | 0 | 0 | 0 | 0 | 0 | 0 | 0 | 0 | 0 | 0 | 0 | 0
0 | 0 |  |  |  | 0 | [11 empty] | 0 | 0 |  | 0 |  | 0 | [5 empty] | 0 |  | 0 |  | 0 |  | 0 |  | 0 |  | 0 |  | 0 |  | 0 |  |  | 0 | 0 | 0 |  |  | 0 | 0 | 0 | 0 | 0 | 0 | 0 | 0 | 0 | 0 | 0 | 0 | 0 | 0 | 0 | 0 | 0 | 0 | 0 | 0 | 0
0 | 0 |  |  |  | 0 | [11 empty] | 0 | 0 |  | 0 |  | 0 | [5 empty] | 0 |  | 0 |  | 0 |  | 0 |  | 0 |  | 0 |  | 0 |  | 0 |  |  | 0 | 0 | 0 |  |  | 0 | 0 | 0 | 0 | 0 | 0 | 0 | 0 | 0 | 0 | 0 | 0 | 0 | 0 | 0 | 0 | 0 | 0 | 0 | 0 | 0
0 | 0 |  |  |  | 0 | [11 empty] | 0 | 0 |  | 0 |  | 0 | [5 empty] | 0 |  | 0 |  | 0 |  | 0 |  | 0 |  | 0 |  | 0 |  | 0 |  |  | 0 | 0 | 0 |  |  | 0 | 0 | 0 | 0 | 0 | 0 | 0 | 0 | 0 | 0 | 0 | 0 | 0 | 0 | 0 | 0 | 0 | 0 | 0 | 0 | 0
0 | 0 |  |  |  | 0 | [11 empty] | 0 | 0 |  | 0 |  | 0 | [5 empty] | 0 |  | 0 |  | 0 |  | 0 |  | 0 |  | 0 |  | 0 |  | 0 |  |  | 0 | 0 | 0 |  |  | 0 | 0 | 0 | 0 | 0 | 0 | 0 | 0 | 0 | 0 | 0 | 0 | 0 | 0 | 0 | 0 | 0 | 0 | 0 | 0 | 0
0 | 0 |  |  |  | 0 | [11 empty] | 0 | 0 |  | 0 |  | 0 | [5 empty] | 0 |  | 0 |  | 0 |  | 0 |  | 0 |  | 0 |  | 0 |  | 0 |  |  | 0 | 0 | 0 |  |  | 0 | 0 | 0 | 0 | 0 | 0 | 0 | 0 | 0 | 0 | 0 | 0 | 0 | 0 | 0 | 0 | 0 | 0 | 0 | 0 | 0
0 | 0 |  |  |  | 0 | [11 empty] | 0 | 0 |  | 0 |  | 0 | [5 empty] | 0 |  | 0 |  | 0 |  | 0 |  | 0 |  | 0 |  | 0 |  | 0 |  |  | 0 | 0 | 0 |  |  | 0 | 0 | 0 | 0 | 0 | 0 | 0 | 0 | 0 | 0 | 0 | 0 | 0 | 0 | 0 | 0 | 0 | 0 | 0 | 0 | 0
0 | 0 |  |  |  | 0 | [11 empty] | 0 | 0 |  | 0 |  | 0 | [5 empty] | 0 |  | 0 |  | 0 |  | 0 |  | 0 |  | 0 |  | 0 |  | 0 |  |  | 0 | 0 | 0 |  |  | 0 | 0 | 0 | 0 | 0 | 0 | 0 | 0 | 0 | 0 | 0 | 0 | 0 | 0 | 0 | 0 | 0 | 0 | 0 | 0 | 0
0 | 0 |  |  |  | 0 | [11 empty] | 0 | 0 |  | 0 |  | 0 | [5 empty] | 0 |  | 0 |  | 0 |  | 0 |  | 0 |  | 0 |  | 0 |  | 0 |  |  | 0 | 0 | 0 |  |  | 0 | 0 | 0 | 0 | 0 | 0 | 0 | 0 | 0 | 0 | 0 | 0 | 0 | 0 | 0 | 0 | 0 | 0 | 0 | 0 | 0
0 | 0 |  |  |  | 0 | [11 empty] | 0 | 0 |  | 0 |  | 0 | [5 empty] | 0 |  | 0 |  | 0 |  | 0 |  | 0 |  | 0 |  | 0 |  | 0 |  |  | 0 | 0 | 0 |  |  | 0 | 0 | 0 | 0 | 0 | 0 | 0 | 0 | 0 | 0 | 0 | 0 | 0 | 0 | 0 | 0 | 0 | 0 | 0 | 0 | 0
0 | 0 |  |  |  | 0 | [11 empty] | 0 | 0 |  | 0 |  | 0 | [5 empty] | 0 |  | 0 |  | 0 |  | 0 |  | 0 |  | 0 |  | 0 |  | 0 |  |  | 0 | 0 | 0 |  |  | 0 | 0 | 0 | 0 | 0 | 0 | 0 | 0 | 0 | 0 | 0 | 0 | 0 | 0 | 0 | 0 | 0 | 0 | 0 | 0 | 0
0 | 0 |  |  |  | 0 | [11 empty] | 0 | 0 |  | 0 |  | 0 | [5 empty] | 0 |  | 0 |  | 0 |  | 0 |  | 0 |  | 0 |  | 0 |  | 0 |  |  | 0 | 0 | 0 |  |  | 0 | 0 | 0 | 0 | 0 | 0 | 0 | 0 | 0 | 0 | 0 | 0 | 0 | 0 | 0 | 0 | 0 | 0 | 0 | 0 | 0
0 | 0 |  |  |  | 0 | [11 empty] | 0 | 0 |  | 0 |  | 0 | [5 empty] | 0 |  | 0 |  | 0 |  | 0 |  | 0 |  | 0 |  | 0 |  | 0 |  |  | 0 | 0 | 0 |  |  | 0 | 0 | 0 | 0 | 0 | 0 | 0 | 0 | 0 | 0 | 0 | 0 | 0 | 0 | 0 | 0 | 0 | 0 | 0 | 0 | 0
0 | 0 |  |  |  | 0 | [11 empty] | 0 | 0 |  | 0 |  | 0 | [5 empty] | 0 |  | 0 |  | 0 |  | 0 |  | 0 |  | 0 |  | 0 |  | 0 |  |  | 0 | 0 | 0 |  |  | 0 | 0 | 0 | 0 | 0 | 0 | 0 | 0 | 0 | 0 | 0 | 0 | 0 | 0 | 0 | 0 | 0 | 0 | 0 | 0 | 0
0 | 0 |  |  |  | 0 | [11 empty] | 0 | 0 |  | 0 |  | 0 | [5 empty] | 0 |  | 0 |  | 0 |  | 0 |  | 0 |  | 0 |  | 0 |  | 0 |  |  | 0 | 0 | 0 |  |  | 0 | 0 | 0 | 0 | 0 | 0 | 0 | 0 | 0 | 0 | 0 | 0 | 0 | 0 | 0 | 0 | 0 | 0 | 0 | 0 | 0
0 | 0 |  |  |  | 0 | [11 empty] | 0 | 0 |  | 0 |  | 0 | [5 empty] | 0 |  | 0 |  | 0 |  | 0 |  | 0 |  | 0 |  | 0 |  | 0 |  |  | 0 | 0 | 0 |  |  | 0 | 0 | 0 | 0 | 0 | 0 | 0 | 0 | 0 | 0 | 0 | 0 | 0 | 0 | 0 | 0 | 0 | 0 | 0 | 0 | 0
0 | 0 |  |  |  | 0 | [11 empty] | 0 | 0 |  | 0 |  | 0 | [5 empty] | 0 |  | 0 |  | 0 |  | 0 |  | 0 |  | 0 |  | 0 |  | 0 |  |  | 0 | 0 | 0 |  |  | 0 | 0 | 0 | 0 | 0 | 0 | 0 | 0 | 0 | 0 | 0 | 0 | 0 | 0 | 0 | 0 | 0 | 0 | 0 | 0 | 0
0 | 0 |  |  |  | 0 | [11 empty] | 0 | 0 |  | 0 |  | 0 | [5 empty] | 0 |  | 0 |  | 0 |  | 0 |  | 0 |  | 0 |  | 0 |  | 0 |  |  | 0 | 0 | 0 |  |  | 0 | 0 | 0 | 0 | 0 | 0 | 0 | 0 | 0 | 0 | 0 | 0 | 0 | 0 | 0 | 0 | 0 | 0 | 0 | 0 | 0
0 | 0 |  |  |  | 0 | [11 empty] | 0 | 0 |  | 0 |  | 0 | [5 empty] | 0 |  | 0 |  | 0 |  | 0 |  | 0 |  | 0 |  | 0 |  | 0 |  |  | 0 | 0 | 0 |  |  | 0 | 0 | 0 | 0 | 0 | 0 | 0 | 0 | 0 | 0 | 0 | 0 | 0 | 0 | 0 | 0 | 0 | 0 | 0 | 0 | 0
0 | 0 |  |  |  | 0 | [11 empty] | 0 | 0 |  | 0 |  | 0 | [5 empty] | 0 |  | 0 |  | 0 |  | 0 |  | 0 |  | 0 |  | 0 |  | 0 |  |  | 0 | 0 | 0 |  |  | 0 | 0 | 0 | 0 | 0 | 0 | 0 | 0 | 0 | 0 | 0 | 0 | 0 | 0 | 0 | 0 | 0 | 0 | 0 | 0 | 0
0 | 0 |  |  |  | 0 | [11 empty] | 0 | 0 |  | 0 |  | 0 | [5 empty] | 0 |  | 0 |  | 0 |  | 0 |  | 0 |  | 0 |  | 0 |  | 0 |  |  | 0 | 0 | 0 |  |  | 0 | 0 | 0 | 0 | 0 | 0 | 0 | 0 | 0 | 0 | 0 | 0 | 0 | 0 | 0 | 0 | 0 | 0 | 0 | 0 | 0
0 | 0 |  |  |  | 0 | [11 empty] | 0 | 0 |  | 0 |  | 0 | [5 empty] | 0 |  | 0 |  | 0 |  | 0 |  | 0 |  | 0 |  | 0 |  | 0 |  |  | 0 | 0 | 0 |  |  | 0 | 0 | 0 | 0 | 0 | 0 | 0 | 0 | 0 | 0 | 0 | 0 | 0 | 0 | 0 | 0 | 0 | 0 | 0 | 0 | 0
0 | 0 |  |  |  | 0 | [11 empty] | 0 | 0 |  | 0 |  | 0 | [5 empty] | 0 |  | 0 |  | 0 |  | 0 |  | 0 |  | 0 |  | 0 |  | 0 |  |  | 0 | 0 | 0 |  |  | 0 | 0 | 0 | 0 | 0 | 0 | 0 | 0 | 0 | 0 | 0 | 0 | 0 | 0 | 0 | 0 | 0 | 0 | 0 | 0 | 0
0 | 0 |  |  |  | 0 | [11 empty] | 0 | 0 |  | 0 |  | 0 | [5 empty] | 0 |  | 0 |  | 0 |  | 0 |  | 0 |  | 0 |  | 0 |  | 0 |  |  | 0 | 0 | 0 |  |  | 0 | 0 | 0 | 0 | 0 | 0 | 0 | 0 | 0 | 0 | 0 | 0 | 0 | 0 | 0 | 0 | 0 | 0 | 0 | 0 | 0
0 | 0 |  |  |  | 0 | [11 empty] | 0 | 0 |  | 0 |  | 0 | [5 empty] | 0 |  | 0 |  | 0 |  | 0 |  | 0 |  | 0 |  | 0 |  | 0 |  |  | 0 | 0 | 0 |  |  | 0 | 0 | 0 | 0 | 0 | 0 | 0 | 0 | 0 | 0 | 0 | 0 | 0 | 0 | 0 | 0 | 0 | 0 | 0 | 0 | 0
0 | 0 |  |  |  | 0 | [11 empty] | 0 | 0 |  | 0 |  | 0 | [5 empty] | 0 |  | 0 |  | 0 |  | 0 |  | 0 |  | 0 |  | 0 |  | 0 |  |  | 0 | 0 | 0 |  |  | 0 | 0 | 0 | 0 | 0 | 0 | 0 | 0 | 0 | 0 | 0 | 0 | 0 | 0 | 0 | 0 | 0 | 0 | 0 | 0 | 0
0 | 0 |  |  |  | 0 | [11 empty] | 0 | 0 |  | 0 |  | 0 | [5 empty] | 0 |  | 0 |  | 0 |  | 0 |  | 0 |  | 0 |  | 0 |  | 0 |  |  | 0 | 0 | 0 |  |  | 0 | 0 | 0 | 0 | 0 | 0 | 0 | 0 | 0 | 0 | 0 | 0 | 0 | 0 | 0 | 0 | 0 | 0 | 0 | 0 | 0
0 | 0 |  |  |  | 0 | [11 empty] | 0 | 0 |  | 0 |  | 0 | [5 empty] | 0 |  | 0 |  | 0 |  | 0 |  | 0 |  | 0 |  | 0 |  | 0 |  |  | 0 | 0 | 0 |  |  | 0 | 0 | 0 | 0 | 0 | 0 | 0 | 0 | 0 | 0 | 0 | 0 | 0 | 0 | 0 | 0 | 0 | 0 | 0 | 0 | 0
0 | 0 |  |  |  | 0 | [11 empty] | 0 | 0 |  | 0 |  | 0 | [5 empty] | 0 |  | 0 |  | 0 |  | 0 |  | 0 |  | 0 |  | 0 |  | 0 |  |  | 0 | 0 | 0 |  |  | 0 | 0 | 0 | 0 | 0 | 0 | 0 | 0 | 0 | 0 | 0 | 0 | 0 | 0 | 0 | 0 | 0 | 0 | 0 | 0 | 0
0 | 0 |  |  |  | 0 | [11 empty] | 0 | 0 |  | 0 |  | 0 | [5 empty] | 0 |  | 0 |  | 0 |  | 0 |  | 0 |  | 0 |  | 0 |  | 0 |  |  | 0 | 0 | 0 |  |  | 0 | 0 | 0 | 0 | 0 | 0 | 0 | 0 | 0 | 0 | 0 | 0 | 0 | 0 | 0 | 0 | 0 | 0 | 0 | 0 | 0
0 | 0 |  |  |  | 0 | [11 empty] | 0 | 0 |  | 0 |  | 0 | [5 empty] | 0 |  | 0 |  | 0 |  | 0 |  | 0 |  | 0 |  | 0 |  | 0 |  |  | 0 | 0 | 0 |  |  | 0 | 0 | 0 | 0 | 0 | 0 | 0 | 0 | 0 | 0 | 0 | 0 | 0 | 0 | 0 | 0 | 0 | 0 | 0 | 0 | 0
0 | 0 |  |  |  | 0 | [11 empty] | 0 | 0 |  | 0 |  | 0 | [5 empty] | 0 |  | 0 |  | 0 |  | 0 |  | 0 |  | 0 |  | 0 |  | 0 |  |  | 0 | 0 | 0 |  |  | 0 | 0 | 0 | 0 | 0 | 0 | 0 | 0 | 0 | 0 | 0 | 0 | 0 | 0 | 0 | 0 | 0 | 0 | 0 | 0 | 0
0 | 0 |  |  |  | 0 | [11 empty] | 0 | 0 |  | 0 |  | 0 | [5 empty] | 0 |  | 0 |  | 0 |  | 0 |  | 0 |  | 0 |  | 0 |  | 0 |  |  | 0 | 0 | 0 |  |  | 0 | 0 | 0 | 0 | 0 | 0 | 0 | 0 | 0 | 0 | 0 | 0 | 0 | 0 | 0 | 0 | 0 | 0 | 0 | 0 | 0
0 | 0 |  |  |  | 0 | [11 empty] | 0 | 0 |  | 0 |  | 0 | [5 empty] | 0 |  | 0 |  | 0 |  | 0 |  | 0 |  | 0 |  | 0 |  | 0 |  |  | 0 | 0 | 0 |  |  | 0 | 0 | 0 | 0 | 0 | 0 | 0 | 0 | 0 | 0 | 0 | 0 | 0 | 0 | 0 | 0 | 0 | 0 | 0 | 0 | 0
0 | 0 |  |  |  | 0 | [11 empty] | 0 | 0 |  | 0 |  | 0 | [5 empty] | 0 |  | 0 |  | 0 |  | 0 |  | 0 |  | 0 |  | 0 |  | 0 |  |  | 0 | 0 | 0 |  |  | 0 | 0 | 0 | 0 | 0 | 0 | 0 | 0 | 0 | 0 | 0 | 0 | 0 | 0 | 0 | 0 | 0 | 0 | 0 | 0 | 0
0 | 0 |  |  |  | 0 | [11 empty] | 0 | 0 |  | 0 |  | 0 | [5 empty] | 0 |  | 0 |  | 0 |  | 0 |  | 0 |  | 0 |  | 0 |  | 0 |  |  | 0 | 0 | 0 |  |  | 0 | 0 | 0 | 0 | 0 | 0 | 0 | 0 | 0 | 0 | 0 | 0 | 0 | 0 | 0 | 0 | 0 | 0 | 0 | 0 | 0
0 | 0 |  |  |  | 0 | [11 empty] | 0 | 0 |  | 0 |  | 0 | [5 empty] | 0 |  | 0 |  | 0 |  | 0 |  | 0 |  | 0 |  | 0 |  | 0 |  |  | 0 | 0 | 0 |  |  | 0 | 0 | 0 | 0 | 0 | 0 | 0 | 0 | 0 | 0 | 0 | 0 | 0 | 0 | 0 | 0 | 0 | 0 | 0 | 0 | 0
0 | 0 |  |  |  | 0 | [11 empty] | 0 | 0 |  | 0 |  | 0 | [5 empty] | 0 |  | 0 |  | 0 |  | 0 |  | 0 |  | 0 |  | 0 |  | 0 |  |  | 0 | 0 | 0 |  |  | 0 | 0 | 0 | 0 | 0 | 0 | 0 | 0 | 0 | 0 | 0 | 0 | 0 | 0 | 0 | 0 | 0 | 0 | 0 | 0 | 0
0 | 0 |  |  |  | 0 | [11 empty] | 0 | 0 |  | 0 |  | 0 | [5 empty] | 0 |  | 0 |  | 0 |  | 0 |  | 0 |  | 0 |  | 0 |  | 0 |  |  | 0 | 0 | 0 |  |  | 0 | 0 | 0 | 0 | 0 | 0 | 0 | 0 | 0 | 0 | 0 | 0 | 0 | 0 | 0 | 0 | 0 | 0 | 0 | 0 | 0
0 | 0 |  |  |  | 0 | [11 empty] | 0 | 0 |  | 0 |  | 0 | [5 empty] | 0 |  | 0 |  | 0 |  | 0 |  | 0 |  | 0 |  | 0 |  | 0 |  |  | 0 | 0 | 0 |  |  | 0 | 0 | 0 | 0 | 0 | 0 | 0 | 0 | 0 | 0 | 0 | 0 | 0 | 0 | 0 | 0 | 0 | 0 | 0 | 0 | 0
0 | 0 |  |  |  | 0 | [11 empty] | 0 | 0 |  | 0 |  | 0 | [5 empty] | 0 |  | 0 |  | 0 |  | 0 |  | 0 |  | 0 |  | 0 |  | 0 |  |  | 0 | 0 | 0 |  |  | 0 | 0 | 0 | 0 | 0 | 0 | 0 | 0 | 0 | 0 | 0 | 0 | 0 | 0 | 0 | 0 | 0 | 0 | 0 | 0 | 0
0 | 0 |  |  |  | 0 | [11 empty] | 0 | 0 |  | 0 |  | 0 | [5 empty] | 0 |  | 0 |  | 0 |  | 0 |  | 0 |  | 0 |  | 0 |  | 0 |  |  | 0 | 0 | 0 |  |  | 0 | 0 | 0 | 0 | 0 | 0 | 0 | 0 | 0 | 0 | 0 | 0 | 0 | 0 | 0 | 0 | 0 | 0 | 0 | 0 | 0
0 | 0 |  |  |  | 0 | [11 empty] | 0 | 0 |  | 0 |  | 0 | [5 empty] | 0 |  | 0 |  | 0 |  | 0 |  | 0 |  | 0 |  | 0 |  | 0 |  |  | 0 | 0 | 0 |  |  | 0 | 0 | 0 | 0 | 0 | 0 | 0 | 0 | 0 | 0 | 0 | 0 | 0 | 0 | 0 | 0 | 0 | 0 | 0 | 0 | 0
0 | 0 |  |  |  | 0 | [11 empty] | 0 | 0 |  | 0 |  | 0 | [5 empty] | 0 |  | 0 |  | 0 |  | 0 |  | 0 |  | 0 |  | 0 |  | 0 |  |  | 0 | 0 | 0 |  |  | 0 | 0 | 0 | 0 | 0 | 0 | 0 | 0 | 0 | 0 | 0 | 0 | 0 | 0 | 0 | 0 | 0 | 0 | 0 | 0 | 0
0 | 0 |  |  |  | 0 | [11 empty] | 0 | 0 |  | 0 |  | 0 | [5 empty] | 0 |  | 0 |  | 0 |  | 0 |  | 0 |  | 0 |  | 0 |  | 0 |  |  | 0 | 0 | 0 |  |  | 0 | 0 | 0 | 0 | 0 | 0 | 0 | 0 | 0 | 0 | 0 | 0 | 0 | 0 | 0 | 0 | 0 | 0 | 0 | 0 | 0
0 | 0 |  |  |  | 0 | [11 empty] | 0 | 0 |  | 0 |  | 0 | [5 empty] | 0 |  | 0 |  | 0 |  | 0 |  | 0 |  | 0 |  | 0 |  | 0 |  |  | 0 | 0 | 0 |  |  | 0 | 0 | 0 | 0 | 0 | 0 | 0 | 0 | 0 | 0 | 0 | 0 | 0 | 0 | 0 | 0 | 0 | 0 | 0 | 0 | 0
0 | 0 |  |  |  | 0 | [11 empty] | 0 | 0 |  | 0 |  | 0 | [5 empty] | 0 |  | 0 |  | 0 |  | 0 |  | 0 |  | 0 |  | 0 |  | 0 |  |  | 0 | 0 | 0 |  |  | 0 | 0 | 0 | 0 | 0 | 0 | 0 | 0 | 0 | 0 | 0 | 0 | 0 | 0 | 0 | 0 | 0 | 0 | 0 | 0 | 0
0 | 0 |  |  |  | 0 | [11 empty] | 0 | 0 |  | 0 |  | 0 | [5 empty] | 0 |  | 0 |  | 0 |  | 0 |  | 0 |  | 0 |  | 0 |  | 0 |  |  | 0 | 0 | 0 |  |  | 0 | 0 | 0 | 0 | 0 | 0 | 0 | 0 | 0 | 0 | 0 | 0 | 0 | 0 | 0 | 0 | 0 | 0 | 0 | 0 | 0
0 | 0 |  |  |  | 0 | [11 empty] | 0 | 0 |  | 0 |  | 0 | [5 empty] | 0 |  | 0 |  | 0 |  | 0 |  | 0 |  | 0 |  | 0 |  | 0 |  |  | 0 | 0 | 0 |  |  | 0 | 0 | 0 | 0 | 0 | 0 | 0 | 0 | 0 | 0 | 0 | 0 | 0 | 0 | 0 | 0 | 0 | 0 | 0 | 0 | 0
0 | 0 |  |  |  | 0 | [11 empty] | 0 | 0 |  | 0 |  | 0 | [5 empty] | 0 |  | 0 |  | 0 |  | 0 |  | 0 |  | 0 |  | 0 |  | 0 |  |  | 0 | 0 | 0 |  |  | 0 | 0 | 0 | 0 | 0 | 0 | 0 | 0 | 0 | 0 | 0 | 0 | 0 | 0 | 0 | 0 | 0 | 0 | 0 | 0 | 0
0 | 0 |  |  |  | 0 | [11 empty] | 0 | 0 |  | 0 |  | 0 | [5 empty] | 0 |  | 0 |  | 0 |  | 0 |  | 0 |  | 0 |  | 0 |  | 0 |  |  | 0 | 0 | 0 |  |  | 0 | 0 | 0 | 0 | 0 | 0 | 0 | 0 | 0 | 0 | 0 | 0 | 0 | 0 | 0 | 0 | 0 | 0 | 0 | 0 | 0
0 | 0 |  |  |  | 0 | [11 empty] | 0 | 0 |  | 0 |  | 0 | [5 empty] | 0 |  | 0 |  | 0 |  | 0 |  | 0 |  | 0 |  | 0 |  | 0 |  |  | 0 | 0 | 0 |  |  | 0 | 0 | 0 | 0 | 0 | 0 | 0 | 0 | 0 | 0 | 0 | 0 | 0 | 0 | 0 | 0 | 0 | 0 | 0 | 0 | 0
0 | 0 |  |  |  | 0 | [11 empty] | 0 | 0 |  | 0 |  | 0 | [5 empty] | 0 |  | 0 |  | 0 |  | 0 |  | 0 |  | 0 |  | 0 |  | 0 |  |  | 0 | 0 | 0 |  |  | 0 | 0 | 0 | 0 | 0 | 0 | 0 | 0 | 0 | 0 | 0 | 0 | 0 | 0 | 0 | 0 | 0 | 0 | 0 | 0 | 0
0 | 0 |  |  |  | 0 | [11 empty] | 0 | 0 |  | 0 |  | 0 | [5 empty] | 0 |  | 0 |  | 0 |  | 0 |  | 0 |  | 0 |  | 0 |  | 0 |  |  | 0 | 0 | 0 |  |  | 0 | 0 | 0 | 0 | 0 | 0 | 0 | 0 | 0 | 0 | 0 | 0 | 0 | 0 | 0 | 0 | 0 | 0 | 0 | 0 | 0
0 | 0 |  |  |  | 0 | [11 empty] | 0 | 0 |  | 0 |  | 0 | [5 empty] | 0 |  | 0 |  | 0 |  | 0 |  | 0 |  | 0 |  | 0 |  | 0 |  |  | 0 | 0 | 0 |  |  | 0 | 0 | 0 | 0 | 0 | 0 | 0 | 0 | 0 | 0 | 0 | 0 | 0 | 0 | 0 | 0 | 0 | 0 | 0 | 0 | 0
0 | 0 |  |  |  | 0 | [11 empty] | 0 | 0 |  | 0 |  | 0 | [5 empty] | 0 |  | 0 |  | 0 |  | 0 |  | 0 |  | 0 |  | 0 |  | 0 |  |  | 0 | 0 | 0 |  |  | 0 | 0 | 0 | 0 | 0 | 0 | 0 | 0 | 0 | 0 | 0 | 0 | 0 | 0 | 0 | 0 | 0 | 0 | 0 | 0 | 0
0 | 0 |  |  |  | 0 | [11 empty] | 0 | 0 |  | 0 |  | 0 | [5 empty] | 0 |  | 0 |  | 0 |  | 0 |  | 0 |  | 0 |  | 0 |  | 0 |  |  | 0 | 0 | 0 |  |  | 0 | 0 | 0 | 0 | 0 | 0 | 0 | 0 | 0 | 0 | 0 | 0 | 0 | 0 | 0 | 0 | 0 | 0 | 0 | 0 | 0
0 | 0 |  |  |  | 0 | [11 empty] | 0 | 0 |  | 0 |  | 0 | [5 empty] | 0 |  | 0 |  | 0 |  | 0 |  | 0 |  | 0 |  | 0 |  | 0 |  |  | 0 | 0 | 0 |  |  | 0 | 0 | 0 | 0 | 0 | 0 | 0 | 0 | 0 | 0 | 0 | 0 | 0 | 0 | 0 | 0 | 0 | 0 | 0 | 0 | 0
0 | 0 |  |  |  | 0 | [11 empty] | 0 | 0 |  | 0 |  | 0 | [5 empty] | 0 |  | 0 |  | 0 |  | 0 |  | 0 |  | 0 |  | 0 |  | 0 |  |  | 0 | 0 | 0 |  |  | 0 | 0 | 0 | 0 | 0 | 0 | 0 | 0 | 0 | 0 | 0 | 0 | 0 | 0 | 0 | 0 | 0 | 0 | 0 | 0 | 0
0 | 0 |  |  |  | 0 | [11 empty] | 0 | 0 |  | 0 |  | 0 | [5 empty] | 0 |  | 0 |  | 0 |  | 0 |  | 0 |  | 0 |  | 0 |  | 0 |  |  | 0 | 0 | 0 |  |  | 0 | 0 | 0 | 0 | 0 | 0 | 0 | 0 | 0 | 0 | 0 | 0 | 0 | 0 | 0 | 0 | 0 | 0 | 0 | 0 | 0
0 | 0 |  |  |  | 0 | [11 empty] | 0 | 0 |  | 0 |  | 0 | [5 empty] | 0 |  | 0 |  | 0 |  | 0 |  | 0 |  | 0 |  | 0 |  | 0 |  |  | 0 | 0 | 0 |  |  | 0 | 0 | 0 | 0 | 0 | 0 | 0 | 0 | 0 | 0 | 0 | 0 | 0 | 0 | 0 | 0 | 0 | 0 | 0 | 0 | 0
0 | 0 |  |  |  | 0 | [11 empty] | 0 | 0 |  | 0 |  | 0 | [5 empty] | 0 |  | 0 |  | 0 |  | 0 |  | 0 |  | 0 |  | 0 |  | 0 |  |  | 0 | 0 | 0 |  |  | 0 | 0 | 0 | 0 | 0 | 0 | 0 | 0 | 0 | 0 | 0 | 0 | 0 | 0 | 0 | 0 | 0 | 0 | 0 | 0 | 0
0 | 0 |  |  |  | 0 | [11 empty] | 0 | 0 |  | 0 |  | 0 | [5 empty] | 0 |  | 0 |  | 0 |  | 0 |  | 0 |  | 0 |  | 0 |  | 0 |  |  | 0 | 0 | 0 |  |  | 0 | 0 | 0 | 0 | 0 | 0 | 0 | 0 | 0 | 0 | 0 | 0 | 0 | 0 | 0 | 0 | 0 | 0 | 0 | 0 | 0
0 | 0 |  |  |  | 0 | [11 empty] | 0 | 0 |  | 0 |  | 0 | [5 empty] | 0 |  | 0 |  | 0 |  | 0 |  | 0 |  | 0 |  | 0 |  | 0 |  |  | 0 | 0 | 0 |  |  | 0 | 0 | 0 | 0 | 0 | 0 | 0 | 0 | 0 | 0 | 0 | 0 | 0 | 0 | 0 | 0 | 0 | 0 | 0 | 0 | 0
0 | 0 |  |  |  | 0 | [11 empty] | 0 | 0 |  | 0 |  | 0 | [5 empty] | 0 |  | 0 |  | 0 |  | 0 |  | 0 |  | 0 |  | 0 |  | 0 |  |  | 0 | 0 | 0 |  |  | 0 | 0 | 0 | 0 | 0 | 0 | 0 | 0 | 0 | 0 | 0 | 0 | 0 | 0 | 0 | 0 | 0 | 0 | 0 | 0 | 0
0 | 0 |  |  |  | 0 | [11 empty] | 0 | 0 |  | 0 |  | 0 | [5 empty] | 0 |  | 0 |  | 0 |  | 0 |  | 0 |  | 0 |  | 0 |  | 0 |  |  | 0 | 0 | 0 |  |  | 0 | 0 | 0 | 0 | 0 | 0 | 0 | 0 | 0 | 0 | 0 | 0 | 0 | 0 | 0 | 0 | 0 | 0 | 0 | 0 | 0
0
[6 empty] | END |  | Total Price for Schedule 5 | [9 empty] | 0 |  | 0 |  | 0 | Baht |  | Baht |  | Baht |  | Baht |  | Baht |  |  | 0 | Baht |  | Baht |  | Baht |  | Baht |  |  |  |  | Baht | Baht |  |  | Baht | Baht | Baht | Baht | Baht | Baht | Baht | Baht | Baht | Baht | Baht | Baht | Baht | Baht | Baht | Baht | Baht | Baht | Baht | Baht | Baht | bar: 79 to 81
[18 empty] | 0 |  | 0 |  | 0 | [5 empty] | 0 |  | 0 |  | 0 |  | 0 |  | 0 |  | 0 |  | 0 |  | 0 |  |  |  | 0 | 0 |  |  | 0 | 0 | 0 | 0 | 0 | 0 | 0 | 0 | 0 | 0 | 0 | 0 | 0 | 0 | 0 | 0 | 0 | 0 | 0 | 0 | 0 | bar: 79 to 81
[18 empty] | 0 |  | 0 |  | 0 | [11 empty] | 0 | bar: 79 to 81
[18 empty] | 0 |  | 0 |  | 0 | [11 empty] | 0 | bar: 79 to 81
[18 empty] | 0 |  | 0 |  | 0 | [11 empty] | 0
[18 empty] | 0 |  | 0 |  | 0 | [11 empty] | 0
[18 empty] | 0 |  | 0 |  | 0 | [11 empty] | 0
[18 empty] | 0 |  | 0 |  | 0 | [11 empty] | 0
000000000000000000000000000000000000000
0000000000000000000000000000000000000000
000000000000000000000
[8 empty] | 0 | 0 |  |  |  |  | 0000000000000000000000000000000000000000000000000000000000000000000000000000000000000000000000000000
[8 empty] | 0 | 0
[8 empty] | 0 | 0
[8 empty] | 0 | 0
[8 empty] | 0 | 0
[8 empty] | 0 | 0
[8 empty] | 0 | 0
[8 empty] | 0 | 0
[8 empty] | 0 | 0
[8 empty] | 0 | 0
[8 empty] | 0 | 0
[8 empty] | 0 | 0
[8 empty] | 0 | 0
[8 empty] | 0 | 0
[8 empty] | 0 | 0
[8 empty] | 0 | 0
[8 empty] | 0 | 0
[8 empty] | 0 | 0
[8 empty] | 0 | 0
[8 empty] | 0 | 0
[8 empty] | 0 | 0
[8 empty] | 0 | 0
[8 empty] | 0 | 0
[8 empty] | 0 | 0
[8 empty] | 0 | 0
[8 empty] | 0 | 0
[8 empty] | 0 | 0
[8 empty] | 0 | 0
[8 empty] | 0 | 0
[8 empty] | 0 | 0
[8 empty] | 0 | 0
[8 empty] | 0 | 0
[8 empty] | 0 | 0
[8 empty] | 0 | 0
[8 empty] | 0 | 0
[8 empty] | 0 | 0
[8 empty] | 0 | 0
[8 empty] | 0 | 0
[8 empty] | 0 | 0
[8 empty] | 0 | 0
[8 empty] | 0 | 0
[8 empty] | 0 | 0
[8 empty] | 0 | 0
[8 empty] | 0 | 0
[8 empty] | 0 | 0
[8 empty] | 0 | 0
[8 empty] | 0 | 0
[8 empty] | 0 | 0
[8 empty] | 0 | 0
[8 empty] | 0 | 0
[8 empty] | 0 | 0
[8 empty] | 0 | 0
[8 empty] | 0 | 0
[8 empty] | 0 | 0
[8 empty] | 0 | 0
[8 empty] | 0 | 0
[8 empty] | 0 | 0
[8 empty] | 0 | 0
[8 empty] | 0 | 0
[8 empty] | 0 | 0
[8 empty] | 0 | 0
[8 empty] | 0 | 0
[8 empty] | 0 | 0
[8 empty] | 0 | 0
[8 empty] | 0 | 0
[8 empty] | 0 | 0
[8 empty] | 0 | 0
[8 empty] | 0 | 0
[8 empty] | 0 | 0
[8 empty] | 0 | 0
[8 empty] | 0 | 0
[8 empty] | 0 | 0
[8 empty] | 0 | 0
[8 empty] | 0 | 0
[8 empty] | 0 | 0
[8 empty] | 0 | 0
[8 empty] | 0 | 0
[8 empty] | 0 | 0
[8 empty] | 0 | 0
[8 empty] | 0 | 0
[8 empty] | 0 | 0
[8 empty] | 0 | 0
[8 empty] | 0 | 0
[8 empty] | 0 | 0
[8 empty] | 0 | 0
[8 empty] | 0 | 0
[8 empty] | 0 | 0
[8 empty] | 0 | 0
[8 empty] | 0 | 0
[8 empty] | 0 | 0
[8 empty] | 0 | 0
[8 empty] | 0 | 0
[8 empty] | 0 | 0
[8 empty] | 0 | 0
[8 empty] | 0 | 0
[8 empty] | 0 | 0
[8 empty] | 0 | 0
[8 empty] | 0 | 0
[8 empty] | 0 | 0
[8 empty] | 0 | 0

## Sch 6 (hidden)
INVITATION TO BID NO. TIEC-CR-13
Schedule 6 :
[77 empty] | 79 | 80 | 81 | 82 | 83 | 84 | 85 | 86 | 87 | 88 | 89 | 90 | 91 | 92 | 93 | 94 | 95 | 96 | 97 | 98 | 99 | 100 | 101 | 102 | 103 | 104 | 105 | 106 | 107 | 108 | 109 | 110 | 111 | 112 | 113 | 114 | 115 | 116 | 117 | 118 | 119 | 120 | 121 | 122 | 123 | 124 | 125 | 126 | 127 | 128
[8 empty] | SUPPLY OF CONTROL AND PROTECTION EQUIPMENT | [62 empty] | 72 | 73 | 75 | 76 | 77 | 78 | 82: Breakdown per Item :
[8 empty] | TRANSMISSION SYSTEM IMPROVEMENT PROJECT IN NORTHEASTERN, LOWER NORTHERN, CENTRAL REGIONS AND BANGKOK AREA TO ENHANCE SYSTEM SECURITY | [68 empty] | 82: Schedule :
System :
Job No. | Substation | Delivery Required by EGAT |  |  |  | Material group | Code No. | Item No. | Description | Short Description | Drawing No. / Reference No. | Qty. | Unit | Currency | Supply of Equipment |  |  |  | Supply of Equipment |  | Supply of Equipment |  | Supply of Equipment |  |  |  | Supply of Equipment |  | Supply of Equipment |  | Supply of Equipment |  | Foreign Currency |  | Local Currency |  | Local Transportation |  | Local Transportation, Construction and Installation |  | Purchase Price Offered for Dismantled Equipment |  | Plant |  | UOM | [25 empty] | Irrelevant | Incoterm | Account Assignment | Cost Object | Fund Center |  | 105: CFR Thai Port; 107: CIF Thai Port; 109: DDP EGAT 's Store; 111: Local Transportation; 113: Custom Clearance; 115: DDP EGAT 's Store; 117: Ex-works Price; 119: Local Transportation; 121: Foreign Currency; 123: Local Currency; 125: Local Transportation to EGAT 's Store; 127: Local Transportation, Construction and Installation | Long Description | Short Description
|  | (with in months after receipt of the notification of award) | [12 empty] | Foreign Supply |  |  |  | Foreign Supply |  | Foreign Supply |  | Foreign Supply | [5 empty] | Local Supply |  | Local Supply | [16 empty] | Preference | % Import Duty | Preference | CFR Price | CIF Price | Foreign Currency | Ex-works Price | Local Currency | Local Transportation | Local Transportation, | Marine Insurance Price | Customs Clearance | Import Duty Price | VAT for Imported Equipment | VAT for Import Duty | VAT for | VAT for Ex-works Price | VAT for | VAT for | VAT for Transportation, Construction and Installation | Foreign | Local | Evaluation Price | [6 empty] | 115: ( excluding VAT ); 117: ( excluding VAT )
[5 empty] | Completion Date | [9 empty] | FOB Vessel | Cost of | CFR Thai Port |  | CIF Thai Port |  | DDP EGAT 's Store |  | Local Transportation |  | Custom Clearance |  | DDP EGAT 's Store |  | Ex-works Price |  | Local Transportation | [12 empty] | Breakdown tab |  | Proposed Price | Evaluation Price | Status | [7 empty] | to EGAT 's Store | Construction and | [5 empty] | Foreign Currency |  | Local Currency | Local Transportation |  | Price Adjustment | Price Adjustment | [7 empty] | 104: Incoterm; 105: CFR; 107: CIF; 109: DDP; 111: ZTF; 113: ZCC; 115: DDP; 117: EXW; 119: ZTL; 125: ZTT; 127: ZCN
|  | CFR Thai Port | DDP or EGAT's Store | Ex-works | [11 empty] | Transportation | [10 empty] | ( excluding VAT ) |  | ( excluding VAT ) |  | ( excluding VAT ) |  | ( excluding VAT ) |  | ( excluding VAT ) |  | ( excluding VAT ) |  | ( excluding VAT ) |  | ( including VAT ) | [15 empty] | Installation | [%Insure(110%(CFR))] | [%Custom(CIF)] | [%Import Duty(CIF)] | [ %VAT(CFR/CIF) ] | [ %VAT( Import Duty) ] | [ %VAT(Foreign Currency) ] | [ %VAT(Ex-works Price) ] | [ %VAT(Local Currency) ] | to EGAT 's Store | [10 empty] | 104: Material group; 111: SV-TRN-MT; 113: SV-CTM; 119: SV-TRN-MT; 125: SV-TRN-MT; 127: SV-CVL
[16 empty] | to Thai Port | [6 empty] | Baht |  | Baht |  | Baht |  | Baht |  | Baht |  |  |  | Baht |  | Baht |  | Baht |  | Baht |  |  |  |  | Baht | Baht |  |  | Baht | Baht | Baht | Baht | Baht | Baht | Baht | Baht | Baht | Baht | Baht | Baht | Baht | Baht | Baht | Baht | Baht | Baht | Baht | Baht | Baht
|  | (month) | (month) | (month) | (month) | [9 empty] | Unit Price | Unit Price | Unit Price | Amount | Unit Price | Amount | Unit Price | Amount | Unit Price | Amount | Unit Price | Amount | Unit Price | Amount | Unit Price | Amount | Unit Price | Amount | Unit Price | Amount | Unit Price | Amount | Unit Price | Amount | Unit Price | Amount | Unit Price | Amount | [5 empty] | (Y/N) | (IPDTY) | (PRF) | (CFR) | (CIF) | (FC) | (EW) | (LC) | (LT) | (TCI) | (MI) | (CC) | ( IDP) | (VATIE) | (VATID) | (VATFC) | (VATEW) | (VATLC) | (VATLT) | (VATTCI) | (FPA) | (LPA) | (EVAPR)
0 | 0 |  |  |  | 0 | [11 empty] | 0 | 0 |  | 0 |  | 0 | [5 empty] | 0 |  | 0 |  | 0 |  | 0 |  | 0 |  | 0 |  | 0 |  | 0 |  |  | 0 | 0 | 0 |  |  | 0 | 0 | 0 | 0 | 0 | 0 | 0 | 0 | 0 | 0 | 0 | 0 | 0 | 0 | 0 | 0 | 0 | 0 | 0 | 0 | 0
0 | 0 |  |  |  | 0 | [11 empty] | 0 | 0 |  | 0 |  | 0 | [5 empty] | 0 |  | 0 |  | 0 |  | 0 |  | 0 |  | 0 |  | 0 |  | 0 |  |  | 0 | 0 | 0 |  |  | 0 | 0 | 0 | 0 | 0 | 0 | 0 | 0 | 0 | 0 | 0 | 0 | 0 | 0 | 0 | 0 | 0 | 0 | 0 | 0 | 0
0 | 0 |  |  |  | 0 | [11 empty] | 0 | 0 |  | 0 |  | 0 | [5 empty] | 0 |  | 0 |  | 0 |  | 0 |  | 0 |  | 0 |  | 0 |  | 0 |  |  | 0 | 0 | 0 |  |  | 0 | 0 | 0 | 0 | 0 | 0 | 0 | 0 | 0 | 0 | 0 | 0 | 0 | 0 | 0 | 0 | 0 | 0 | 0 | 0 | 0
0 | 0 |  |  |  | 0 | [11 empty] | 0 | 0 |  | 0 |  | 0 | [5 empty] | 0 |  | 0 |  | 0 |  | 0 |  | 0 |  | 0 |  | 0 |  | 0 |  |  | 0 | 0 | 0 |  |  | 0 | 0 | 0 | 0 | 0 | 0 | 0 | 0 | 0 | 0 | 0 | 0 | 0 | 0 | 0 | 0 | 0 | 0 | 0 | 0 | 0
0 | 0 |  |  |  | 0 | [11 empty] | 0 | 0 |  | 0 |  | 0 | [5 empty] | 0 |  | 0 |  | 0 |  | 0 |  | 0 |  | 0 |  | 0 |  | 0 |  |  | 0 | 0 | 0 |  |  | 0 | 0 | 0 | 0 | 0 | 0 | 0 | 0 | 0 | 0 | 0 | 0 | 0 | 0 | 0 | 0 | 0 | 0 | 0 | 0 | 0
0 | 0 |  |  |  | 0 | [11 empty] | 0 | 0 |  | 0 |  | 0 | [5 empty] | 0 |  | 0 |  | 0 |  | 0 |  | 0 |  | 0 |  | 0 |  | 0 |  |  | 0 | 0 | 0 |  |  | 0 | 0 | 0 | 0 | 0 | 0 | 0 | 0 | 0 | 0 | 0 | 0 | 0 | 0 | 0 | 0 | 0 | 0 | 0 | 0 | 0
0 | 0 |  |  |  | 0 | [11 empty] | 0 | 0 |  | 0 |  | 0 | [5 empty] | 0 |  | 0 |  | 0 |  | 0 |  | 0 |  | 0 |  | 0 |  | 0 |  |  | 0 | 0 | 0 |  |  | 0 | 0 | 0 | 0 | 0 | 0 | 0 | 0 | 0 | 0 | 0 | 0 | 0 | 0 | 0 | 0 | 0 | 0 | 0 | 0 | 0
0 | 0 |  |  |  | 0 | [11 empty] | 0 | 0 |  | 0 |  | 0 | [5 empty] | 0 |  | 0 |  | 0 |  | 0 |  | 0 |  | 0 |  | 0 |  | 0 |  |  | 0 | 0 | 0 |  |  | 0 | 0 | 0 | 0 | 0 | 0 | 0 | 0 | 0 | 0 | 0 | 0 | 0 | 0 | 0 | 0 | 0 | 0 | 0 | 0 | 0
0 | 0 |  |  |  | 0 | [11 empty] | 0 | 0 |  | 0 |  | 0 | [5 empty] | 0 |  | 0 |  | 0 |  | 0 |  | 0 |  | 0 |  | 0 |  | 0 |  |  | 0 | 0 | 0 |  |  | 0 | 0 | 0 | 0 | 0 | 0 | 0 | 0 | 0 | 0 | 0 | 0 | 0 | 0 | 0 | 0 | 0 | 0 | 0 | 0 | 0
0 | 0 |  |  |  | 0 | [11 empty] | 0 | 0 |  | 0 |  | 0 | [5 empty] | 0 |  | 0 |  | 0 |  | 0 |  | 0 |  | 0 |  | 0 |  | 0 |  |  | 0 | 0 | 0 |  |  | 0 | 0 | 0 | 0 | 0 | 0 | 0 | 0 | 0 | 0 | 0 | 0 | 0 | 0 | 0 | 0 | 0 | 0 | 0 | 0 | 0
0 | 0 |  |  |  | 0 | [11 empty] | 0 | 0 |  | 0 |  | 0 | [5 empty] | 0 |  | 0 |  | 0 |  | 0 |  | 0 |  | 0 |  | 0 |  | 0 |  |  | 0 | 0 | 0 |  |  | 0 | 0 | 0 | 0 | 0 | 0 | 0 | 0 | 0 | 0 | 0 | 0 | 0 | 0 | 0 | 0 | 0 | 0 | 0 | 0 | 0
0 | 0 |  |  |  | 0 | [11 empty] | 0 | 0 |  | 0 |  | 0 | [5 empty] | 0 |  | 0 |  | 0 |  | 0 |  | 0 |  | 0 |  | 0 |  | 0 |  |  | 0 | 0 | 0 |  |  | 0 | 0 | 0 | 0 | 0 | 0 | 0 | 0 | 0 | 0 | 0 | 0 | 0 | 0 | 0 | 0 | 0 | 0 | 0 | 0 | 0
0 | 0 |  |  |  | 0 | [11 empty] | 0 | 0 |  | 0 |  | 0 | [5 empty] | 0 |  | 0 |  | 0 |  | 0 |  | 0 |  | 0 |  | 0 |  | 0 |  |  | 0 | 0 | 0 |  |  | 0 | 0 | 0 | 0 | 0 | 0 | 0 | 0 | 0 | 0 | 0 | 0 | 0 | 0 | 0 | 0 | 0 | 0 | 0 | 0 | 0
0 | 0 |  |  |  | 0 | [11 empty] | 0 | 0 |  | 0 |  | 0 | [5 empty] | 0 |  | 0 |  | 0 |  | 0 |  | 0 |  | 0 |  | 0 |  | 0 |  |  | 0 | 0 | 0 |  |  | 0 | 0 | 0 | 0 | 0 | 0 | 0 | 0 | 0 | 0 | 0 | 0 | 0 | 0 | 0 | 0 | 0 | 0 | 0 | 0 | 0
0 | 0 |  |  |  | 0 | [11 empty] | 0 | 0 |  | 0 |  | 0 | [5 empty] | 0 |  | 0 |  | 0 |  | 0 |  | 0 |  | 0 |  | 0 |  | 0 |  |  | 0 | 0 | 0 |  |  | 0 | 0 | 0 | 0 | 0 | 0 | 0 | 0 | 0 | 0 | 0 | 0 | 0 | 0 | 0 | 0 | 0 | 0 | 0 | 0 | 0
0 | 0 |  |  |  | 0 | [11 empty] | 0 | 0 |  | 0 |  | 0 | [5 empty] | 0 |  | 0 |  | 0 |  | 0 |  | 0 |  | 0 |  | 0 |  | 0 |  |  | 0 | 0 | 0 |  |  | 0 | 0 | 0 | 0 | 0 | 0 | 0 | 0 | 0 | 0 | 0 | 0 | 0 | 0 | 0 | 0 | 0 | 0 | 0 | 0 | 0
0 | 0 |  |  |  | 0 | [11 empty] | 0 | 0 |  | 0 |  | 0 | [5 empty] | 0 |  | 0 |  | 0 |  | 0 |  | 0 |  | 0 |  | 0 |  | 0 |  |  | 0 | 0 | 0 |  |  | 0 | 0 | 0 | 0 | 0 | 0 | 0 | 0 | 0 | 0 | 0 | 0 | 0 | 0 | 0 | 0 | 0 | 0 | 0 | 0 | 0
0 | 0 |  |  |  | 0 | [11 empty] | 0 | 0 |  | 0 |  | 0 | [5 empty] | 0 |  | 0 |  | 0 |  | 0 |  | 0 |  | 0 |  | 0 |  | 0 |  |  | 0 | 0 | 0 |  |  | 0 | 0 | 0 | 0 | 0 | 0 | 0 | 0 | 0 | 0 | 0 | 0 | 0 | 0 | 0 | 0 | 0 | 0 | 0 | 0 | 0
0 | 0 |  |  |  | 0 | [11 empty] | 0 | 0 |  | 0 |  | 0 | [5 empty] | 0 |  | 0 |  | 0 |  | 0 |  | 0 |  | 0 |  | 0 |  | 0 |  |  | 0 | 0 | 0 |  |  | 0 | 0 | 0 | 0 | 0 | 0 | 0 | 0 | 0 | 0 | 0 | 0 | 0 | 0 | 0 | 0 | 0 | 0 | 0 | 0 | 0
0 | 0 |  |  |  | 0 | [11 empty] | 0 | 0 |  | 0 |  | 0 | [5 empty] | 0 |  | 0 |  | 0 |  | 0 |  | 0 |  | 0 |  | 0 |  | 0 |  |  | 0 | 0 | 0 |  |  | 0 | 0 | 0 | 0 | 0 | 0 | 0 | 0 | 0 | 0 | 0 | 0 | 0 | 0 | 0 | 0 | 0 | 0 | 0 | 0 | 0
0 | 0 |  |  |  | 0 | [11 empty] | 0 | 0 |  | 0 |  | 0 | [5 empty] | 0 |  | 0 |  | 0 |  | 0 |  | 0 |  | 0 |  | 0 |  | 0 |  |  | 0 | 0 | 0 |  |  | 0 | 0 | 0 | 0 | 0 | 0 | 0 | 0 | 0 | 0 | 0 | 0 | 0 | 0 | 0 | 0 | 0 | 0 | 0 | 0 | 0
0 | 0 |  |  |  | 0 | [11 empty] | 0 | 0 |  | 0 |  | 0 | [5 empty] | 0 |  | 0 |  | 0 |  | 0 |  | 0 |  | 0 |  | 0 |  | 0 |  |  | 0 | 0 | 0 |  |  | 0 | 0 | 0 | 0 | 0 | 0 | 0 | 0 | 0 | 0 | 0 | 0 | 0 | 0 | 0 | 0 | 0 | 0 | 0 | 0 | 0
0 | 0 |  |  |  | 0 | [11 empty] | 0 | 0 |  | 0 |  | 0 | [5 empty] | 0 |  | 0 |  | 0 |  | 0 |  | 0 |  | 0 |  | 0 |  | 0 |  |  | 0 | 0 | 0 |  |  | 0 | 0 | 0 | 0 | 0 | 0 | 0 | 0 | 0 | 0 | 0 | 0 | 0 | 0 | 0 | 0 | 0 | 0 | 0 | 0 | 0
0 | 0 |  |  |  | 0 | [11 empty] | 0 | 0 |  | 0 |  | 0 | [5 empty] | 0 |  | 0 |  | 0 |  | 0 |  | 0 |  | 0 |  | 0 |  | 0 |  |  | 0 | 0 | 0 |  |  | 0 | 0 | 0 | 0 | 0 | 0 | 0 | 0 | 0 | 0 | 0 | 0 | 0 | 0 | 0 | 0 | 0 | 0 | 0 | 0 | 0
0 | 0 |  |  |  | 0 | [11 empty] | 0 | 0 |  | 0 |  | 0 | [5 empty] | 0 |  | 0 |  | 0 |  | 0 |  | 0 |  | 0 |  | 0 |  | 0 |  |  | 0 | 0 | 0 |  |  | 0 | 0 | 0 | 0 | 0 | 0 | 0 | 0 | 0 | 0 | 0 | 0 | 0 | 0 | 0 | 0 | 0 | 0 | 0 | 0 | 0
0 | 0 |  |  |  | 0 | [11 empty] | 0 | 0 |  | 0 |  | 0 | [5 empty] | 0 |  | 0 |  | 0 |  | 0 |  | 0 |  | 0 |  | 0 |  | 0 |  |  | 0 | 0 | 0 |  |  | 0 | 0 | 0 | 0 | 0 | 0 | 0 | 0 | 0 | 0 | 0 | 0 | 0 | 0 | 0 | 0 | 0 | 0 | 0 | 0 | 0
0 | 0 |  |  |  | 0 | [11 empty] | 0 | 0 |  | 0 |  | 0 | [5 empty] | 0 |  | 0 |  | 0 |  | 0 |  | 0 |  | 0 |  | 0 |  | 0 |  |  | 0 | 0 | 0 |  |  | 0 | 0 | 0 | 0 | 0 | 0 | 0 | 0 | 0 | 0 | 0 | 0 | 0 | 0 | 0 | 0 | 0 | 0 | 0 | 0 | 0
0 | 0 |  |  |  | 0 | [11 empty] | 0 | 0 |  | 0 |  | 0 | [5 empty] | 0 |  | 0 |  | 0 |  | 0 |  | 0 |  | 0 |  | 0 |  | 0 |  |  | 0 | 0 | 0 |  |  | 0 | 0 | 0 | 0 | 0 | 0 | 0 | 0 | 0 | 0 | 0 | 0 | 0 | 0 | 0 | 0 | 0 | 0 | 0 | 0 | 0
0 | 0 |  |  |  | 0 | [11 empty] | 0 | 0 |  | 0 |  | 0 | [5 empty] | 0 |  | 0 |  | 0 |  | 0 |  | 0 |  | 0 |  | 0 |  | 0 |  |  | 0 | 0 | 0 |  |  | 0 | 0 | 0 | 0 | 0 | 0 | 0 | 0 | 0 | 0 | 0 | 0 | 0 | 0 | 0 | 0 | 0 | 0 | 0 | 0 | 0
0 | 0 |  |  |  | 0 | [11 empty] | 0 | 0 |  | 0 |  | 0 | [5 empty] | 0 |  | 0 |  | 0 |  | 0 |  | 0 |  | 0 |  | 0 |  | 0 |  |  | 0 | 0 | 0 |  |  | 0 | 0 | 0 | 0 | 0 | 0 | 0 | 0 | 0 | 0 | 0 | 0 | 0 | 0 | 0 | 0 | 0 | 0 | 0 | 0 | 0
0 | 0 |  |  |  | 0 | [11 empty] | 0 | 0 |  | 0 |  | 0 | [5 empty] | 0 |  | 0 |  | 0 |  | 0 |  | 0 |  | 0 |  | 0 |  | 0 |  |  | 0 | 0 | 0 |  |  | 0 | 0 | 0 | 0 | 0 | 0 | 0 | 0 | 0 | 0 | 0 | 0 | 0 | 0 | 0 | 0 | 0 | 0 | 0 | 0 | 0
0 | 0 |  |  |  | 0 | [11 empty] | 0 | 0 |  | 0 |  | 0 | [5 empty] | 0 |  | 0 |  | 0 |  | 0 |  | 0 |  | 0 |  | 0 |  | 0 |  |  | 0 | 0 | 0 |  |  | 0 | 0 | 0 | 0 | 0 | 0 | 0 | 0 | 0 | 0 | 0 | 0 | 0 | 0 | 0 | 0 | 0 | 0 | 0 | 0 | 0
0 | 0 |  |  |  | 0 | [11 empty] | 0 | 0 |  | 0 |  | 0 | [5 empty] | 0 |  | 0 |  | 0 |  | 0 |  | 0 |  | 0 |  | 0 |  | 0 |  |  | 0 | 0 | 0 |  |  | 0 | 0 | 0 | 0 | 0 | 0 | 0 | 0 | 0 | 0 | 0 | 0 | 0 | 0 | 0 | 0 | 0 | 0 | 0 | 0 | 0
0 | 0 |  |  |  | 0 | [11 empty] | 0 | 0 |  | 0 |  | 0 | [5 empty] | 0 |  | 0 |  | 0 |  | 0 |  | 0 |  | 0 |  | 0 |  | 0 |  |  | 0 | 0 | 0 |  |  | 0 | 0 | 0 | 0 | 0 | 0 | 0 | 0 | 0 | 0 | 0 | 0 | 0 | 0 | 0 | 0 | 0 | 0 | 0 | 0 | 0
0 | 0 |  |  |  | 0 | [11 empty] | 0 | 0 |  | 0 |  | 0 | [5 empty] | 0 |  | 0 |  | 0 |  | 0 |  | 0 |  | 0 |  | 0 |  | 0 |  |  | 0 | 0 | 0 |  |  | 0 | 0 | 0 | 0 | 0 | 0 | 0 | 0 | 0 | 0 | 0 | 0 | 0 | 0 | 0 | 0 | 0 | 0 | 0 | 0 | 0
0 | 0 |  |  |  | 0 | [11 empty] | 0 | 0 |  | 0 |  | 0 | [5 empty] | 0 |  | 0 |  | 0 |  | 0 |  | 0 |  | 0 |  | 0 |  | 0 |  |  | 0 | 0 | 0 |  |  | 0 | 0 | 0 | 0 | 0 | 0 | 0 | 0 | 0 | 0 | 0 | 0 | 0 | 0 | 0 | 0 | 0 | 0 | 0 | 0 | 0
0 | 0 |  |  |  | 0 | [11 empty] | 0 | 0 |  | 0 |  | 0 | [5 empty] | 0 |  | 0 |  | 0 |  | 0 |  | 0 |  | 0 |  | 0 |  | 0 |  |  | 0 | 0 | 0 |  |  | 0 | 0 | 0 | 0 | 0 | 0 | 0 | 0 | 0 | 0 | 0 | 0 | 0 | 0 | 0 | 0 | 0 | 0 | 0 | 0 | 0
0 | 0 |  |  |  | 0 | [11 empty] | 0 | 0 |  | 0 |  | 0 | [5 empty] | 0 |  | 0 |  | 0 |  | 0 |  | 0 |  | 0 |  | 0 |  | 0 |  |  | 0 | 0 | 0 |  |  | 0 | 0 | 0 | 0 | 0 | 0 | 0 | 0 | 0 | 0 | 0 | 0 | 0 | 0 | 0 | 0 | 0 | 0 | 0 | 0 | 0
0 | 0 |  |  |  | 0 | [11 empty] | 0 | 0 |  | 0 |  | 0 | [5 empty] | 0 |  | 0 |  | 0 |  | 0 |  | 0 |  | 0 |  | 0 |  | 0 |  |  | 0 | 0 | 0 |  |  | 0 | 0 | 0 | 0 | 0 | 0 | 0 | 0 | 0 | 0 | 0 | 0 | 0 | 0 | 0 | 0 | 0 | 0 | 0 | 0 | 0
0 | 0 |  |  |  | 0 | [11 empty] | 0 | 0 |  | 0 |  | 0 | [5 empty] | 0 |  | 0 |  | 0 |  | 0 |  | 0 |  | 0 |  | 0 |  | 0 |  |  | 0 | 0 | 0 |  |  | 0 | 0 | 0 | 0 | 0 | 0 | 0 | 0 | 0 | 0 | 0 | 0 | 0 | 0 | 0 | 0 | 0 | 0 | 0 | 0 | 0
0 | 0 |  |  |  | 0 | [11 empty] | 0 | 0 |  | 0 |  | 0 | [5 empty] | 0 |  | 0 |  | 0 |  | 0 |  | 0 |  | 0 |  | 0 |  | 0 |  |  | 0 | 0 | 0 |  |  | 0 | 0 | 0 | 0 | 0 | 0 | 0 | 0 | 0 | 0 | 0 | 0 | 0 | 0 | 0 | 0 | 0 | 0 | 0 | 0 | 0
0 | 0 |  |  |  | 0 | [11 empty] | 0 | 0 |  | 0 |  | 0 | [5 empty] | 0 |  | 0 |  | 0 |  | 0 |  | 0 |  | 0 |  | 0 |  | 0 |  |  | 0 | 0 | 0 |  |  | 0 | 0 | 0 | 0 | 0 | 0 | 0 | 0 | 0 | 0 | 0 | 0 | 0 | 0 | 0 | 0 | 0 | 0 | 0 | 0 | 0
0 | 0 |  |  |  | 0 | [11 empty] | 0 | 0 |  | 0 |  | 0 | [5 empty] | 0 |  | 0 |  | 0 |  | 0 |  | 0 |  | 0 |  | 0 |  | 0 |  |  | 0 | 0 | 0 |  |  | 0 | 0 | 0 | 0 | 0 | 0 | 0 | 0 | 0 | 0 | 0 | 0 | 0 | 0 | 0 | 0 | 0 | 0 | 0 | 0 | 0
0 | 0 |  |  |  | 0 | [11 empty] | 0 | 0 |  | 0 |  | 0 | [5 empty] | 0 |  | 0 |  | 0 |  | 0 |  | 0 |  | 0 |  | 0 |  | 0 |  |  | 0 | 0 | 0 |  |  | 0 | 0 | 0 | 0 | 0 | 0 | 0 | 0 | 0 | 0 | 0 | 0 | 0 | 0 | 0 | 0 | 0 | 0 | 0 | 0 | 0
0 | 0 |  |  |  | 0 | [11 empty] | 0 | 0 |  | 0 |  | 0 | [5 empty] | 0 |  | 0 |  | 0 |  | 0 |  | 0 |  | 0 |  | 0 |  | 0 |  |  | 0 | 0 | 0 |  |  | 0 | 0 | 0 | 0 | 0 | 0 | 0 | 0 | 0 | 0 | 0 | 0 | 0 | 0 | 0 | 0 | 0 | 0 | 0 | 0 | 0
0 | 0 |  |  |  | 0 | [11 empty] | 0 | 0 |  | 0 |  | 0 | [5 empty] | 0 |  | 0 |  | 0 |  | 0 |  | 0 |  | 0 |  | 0 |  | 0 |  |  | 0 | 0 | 0 |  |  | 0 | 0 | 0 | 0 | 0 | 0 | 0 | 0 | 0 | 0 | 0 | 0 | 0 | 0 | 0 | 0 | 0 | 0 | 0 | 0 | 0
0 | 0 |  |  |  | 0 | [11 empty] | 0 | 0 |  | 0 |  | 0 | [5 empty] | 0 |  | 0 |  | 0 |  | 0 |  | 0 |  | 0 |  | 0 |  | 0 |  |  | 0 | 0 | 0 |  |  | 0 | 0 | 0 | 0 | 0 | 0 | 0 | 0 | 0 | 0 | 0 | 0 | 0 | 0 | 0 | 0 | 0 | 0 | 0 | 0 | 0
0 | 0 |  |  |  | 0 | [11 empty] | 0 | 0 |  | 0 |  | 0 | [5 empty] | 0 |  | 0 |  | 0 |  | 0 |  | 0 |  | 0 |  | 0 |  | 0 |  |  | 0 | 0 | 0 |  |  | 0 | 0 | 0 | 0 | 0 | 0 | 0 | 0 | 0 | 0 | 0 | 0 | 0 | 0 | 0 | 0 | 0 | 0 | 0 | 0 | 0
0 | 0 |  |  |  | 0 | [11 empty] | 0 | 0 |  | 0 |  | 0 | [5 empty] | 0 |  | 0 |  | 0 |  | 0 |  | 0 |  | 0 |  | 0 |  | 0 |  |  | 0 | 0 | 0 |  |  | 0 | 0 | 0 | 0 | 0 | 0 | 0 | 0 | 0 | 0 | 0 | 0 | 0 | 0 | 0 | 0 | 0 | 0 | 0 | 0 | 0
0 | 0 |  |  |  | 0 | [11 empty] | 0 | 0 |  | 0 |  | 0 | [5 empty] | 0 |  | 0 |  | 0 |  | 0 |  | 0 |  | 0 |  | 0 |  | 0 |  |  | 0 | 0 | 0 |  |  | 0 | 0 | 0 | 0 | 0 | 0 | 0 | 0 | 0 | 0 | 0 | 0 | 0 | 0 | 0 | 0 | 0 | 0 | 0 | 0 | 0
0 | 0 |  |  |  | 0 | [11 empty] | 0 | 0 |  | 0 |  | 0 | [5 empty] | 0 |  | 0 |  | 0 |  | 0 |  | 0 |  | 0 |  | 0 |  | 0 |  |  | 0 | 0 | 0 |  |  | 0 | 0 | 0 | 0 | 0 | 0 | 0 | 0 | 0 | 0 | 0 | 0 | 0 | 0 | 0 | 0 | 0 | 0 | 0 | 0 | 0
0 | 0 |  |  |  | 0 | [11 empty] | 0 | 0 |  | 0 |  | 0 | [5 empty] | 0 |  | 0 |  | 0 |  | 0 |  | 0 |  | 0 |  | 0 |  | 0 |  |  | 0 | 0 | 0 |  |  | 0 | 0 | 0 | 0 | 0 | 0 | 0 | 0 | 0 | 0 | 0 | 0 | 0 | 0 | 0 | 0 | 0 | 0 | 0 | 0 | 0
0 | 0 |  |  |  | 0 | [11 empty] | 0 | 0 |  | 0 |  | 0 | [5 empty] | 0 |  | 0 |  | 0 |  | 0 |  | 0 |  | 0 |  | 0 |  | 0 |  |  | 0 | 0 | 0 |  |  | 0 | 0 | 0 | 0 | 0 | 0 | 0 | 0 | 0 | 0 | 0 | 0 | 0 | 0 | 0 | 0 | 0 | 0 | 0 | 0 | 0
0 | 0 |  |  |  | 0 | [11 empty] | 0 | 0 |  | 0 |  | 0 | [5 empty] | 0 |  | 0 |  | 0 |  | 0 |  | 0 |  | 0 |  | 0 |  | 0 |  |  | 0 | 0 | 0 |  |  | 0 | 0 | 0 | 0 | 0 | 0 | 0 | 0 | 0 | 0 | 0 | 0 | 0 | 0 | 0 | 0 | 0 | 0 | 0 | 0 | 0
0 | 0 |  |  |  | 0 | [11 empty] | 0 | 0 |  | 0 |  | 0 | [5 empty] | 0 |  | 0 |  | 0 |  | 0 |  | 0 |  | 0 |  | 0 |  | 0 |  |  | 0 | 0 | 0 |  |  | 0 | 0 | 0 | 0 | 0 | 0 | 0 | 0 | 0 | 0 | 0 | 0 | 0 | 0 | 0 | 0 | 0 | 0 | 0 | 0 | 0
0 | 0 |  |  |  | 0 | [11 empty] | 0 | 0 |  | 0 |  | 0 | [5 empty] | 0 |  | 0 |  | 0 |  | 0 |  | 0 |  | 0 |  | 0 |  | 0 |  |  | 0 | 0 | 0 |  |  | 0 | 0 | 0 | 0 | 0 | 0 | 0 | 0 | 0 | 0 | 0 | 0 | 0 | 0 | 0 | 0 | 0 | 0 | 0 | 0 | 0
0 | 0 |  |  |  | 0 | [11 empty] | 0 | 0 |  | 0 |  | 0 | [5 empty] | 0 |  | 0 |  | 0 |  | 0 |  | 0 |  | 0 |  | 0 |  | 0 |  |  | 0 | 0 | 0 |  |  | 0 | 0 | 0 | 0 | 0 | 0 | 0 | 0 | 0 | 0 | 0 | 0 | 0 | 0 | 0 | 0 | 0 | 0 | 0 | 0 | 0
0 | 0 |  |  |  | 0 | [11 empty] | 0 | 0 |  | 0 |  | 0 | [5 empty] | 0 |  | 0 |  | 0 |  | 0 |  | 0 |  | 0 |  | 0 |  | 0 |  |  | 0 | 0 | 0 |  |  | 0 | 0 | 0 | 0 | 0 | 0 | 0 | 0 | 0 | 0 | 0 | 0 | 0 | 0 | 0 | 0 | 0 | 0 | 0 | 0 | 0
0 | 0 |  |  |  | 0 | [11 empty] | 0 | 0 |  | 0 |  | 0 | [5 empty] | 0 |  | 0 |  | 0 |  | 0 |  | 0 |  | 0 |  | 0 |  | 0 |  |  | 0 | 0 | 0 |  |  | 0 | 0 | 0 | 0 | 0 | 0 | 0 | 0 | 0 | 0 | 0 | 0 | 0 | 0 | 0 | 0 | 0 | 0 | 0 | 0 | 0
0 | 0 |  |  |  | 0 | [11 empty] | 0 | 0 |  | 0 |  | 0 | [5 empty] | 0 |  | 0 |  | 0 |  | 0 |  | 0 |  | 0 |  | 0 |  | 0 |  |  | 0 | 0 | 0 |  |  | 0 | 0 | 0 | 0 | 0 | 0 | 0 | 0 | 0 | 0 | 0 | 0 | 0 | 0 | 0 | 0 | 0 | 0 | 0 | 0 | 0
0 | 0 |  |  |  | 0 | [11 empty] | 0 | 0 |  | 0 |  | 0 | [5 empty] | 0 |  | 0 |  | 0 |  | 0 |  | 0 |  | 0 |  | 0 |  | 0 |  |  | 0 | 0 | 0 |  |  | 0 | 0 | 0 | 0 | 0 | 0 | 0 | 0 | 0 | 0 | 0 | 0 | 0 | 0 | 0 | 0 | 0 | 0 | 0 | 0 | 0
0 | 0 |  |  |  | 0 | [11 empty] | 0 | 0 |  | 0 |  | 0 | [5 empty] | 0 |  | 0 |  | 0 |  | 0 |  | 0 |  | 0 |  | 0 |  | 0 |  |  | 0 | 0 | 0 |  |  | 0 | 0 | 0 | 0 | 0 | 0 | 0 | 0 | 0 | 0 | 0 | 0 | 0 | 0 | 0 | 0 | 0 | 0 | 0 | 0 | 0
0 | 0 |  |  |  | 0 | [11 empty] | 0 | 0 |  | 0 |  | 0 | [5 empty] | 0 |  | 0 |  | 0 |  | 0 |  | 0 |  | 0 |  | 0 |  | 0 |  |  | 0 | 0 | 0 |  |  | 0 | 0 | 0 | 0 | 0 | 0 | 0 | 0 | 0 | 0 | 0 | 0 | 0 | 0 | 0 | 0 | 0 | 0 | 0 | 0 | 0
0 | 0 |  |  |  | 0 | [11 empty] | 0 | 0 |  | 0 |  | 0 | [5 empty] | 0 |  | 0 |  | 0 |  | 0 |  | 0 |  | 0 |  | 0 |  | 0 |  |  | 0 | 0 | 0 |  |  | 0 | 0 | 0 | 0 | 0 | 0 | 0 | 0 | 0 | 0 | 0 | 0 | 0 | 0 | 0 | 0 | 0 | 0 | 0 | 0 | 0
0 | 0 |  |  |  | 0 | [11 empty] | 0 | 0 |  | 0 |  | 0 | [5 empty] | 0 |  | 0 |  | 0 |  | 0 |  | 0 |  | 0 |  | 0 |  | 0 |  |  | 0 | 0 | 0 |  |  | 0 | 0 | 0 | 0 | 0 | 0 | 0 | 0 | 0 | 0 | 0 | 0 | 0 | 0 | 0 | 0 | 0 | 0 | 0 | 0 | 0
0 | 0 |  |  |  | 0 | [11 empty] | 0 | 0 |  | 0 |  | 0 | [5 empty] | 0 |  | 0 |  | 0 |  | 0 |  | 0 |  | 0 |  | 0 |  | 0 |  |  | 0 | 0 | 0 |  |  | 0 | 0 | 0 | 0 | 0 | 0 | 0 | 0 | 0 | 0 | 0 | 0 | 0 | 0 | 0 | 0 | 0 | 0 | 0 | 0 | 0
0 | 0 |  |  |  | 0 | [11 empty] | 0 | 0 |  | 0 |  | 0 | [5 empty] | 0 |  | 0 |  | 0 |  | 0 |  | 0 |  | 0 |  | 0 |  | 0 |  |  | 0 | 0 | 0 |  |  | 0 | 0 | 0 | 0 | 0 | 0 | 0 | 0 | 0 | 0 | 0 | 0 | 0 | 0 | 0 | 0 | 0 | 0 | 0 | 0 | 0
0 | 0 |  |  |  | 0 | [11 empty] | 0 | 0 |  | 0 |  | 0 | [5 empty] | 0 |  | 0 |  | 0 |  | 0 |  | 0 |  | 0 |  | 0 |  | 0 |  |  | 0 | 0 | 0 |  |  | 0 | 0 | 0 | 0 | 0 | 0 | 0 | 0 | 0 | 0 | 0 | 0 | 0 | 0 | 0 | 0 | 0 | 0 | 0 | 0 | 0
0 | 0 |  |  |  | 0 | [11 empty] | 0 | 0 |  | 0 |  | 0 | [5 empty] | 0 |  | 0 |  | 0 |  | 0 |  | 0 |  | 0 |  | 0 |  | 0 |  |  | 0 | 0 | 0 |  |  | 0 | 0 | 0 | 0 | 0 | 0 | 0 | 0 | 0 | 0 | 0 | 0 | 0 | 0 | 0 | 0 | 0 | 0 | 0 | 0 | 0
0 | 0 |  |  |  | 0 | [11 empty] | 0 | 0 |  | 0 |  | 0 | [5 empty] | 0 |  | 0 |  | 0 |  | 0 |  | 0 |  | 0 |  | 0 |  | 0 |  |  | 0 | 0 | 0 |  |  | 0 | 0 | 0 | 0 | 0 | 0 | 0 | 0 | 0 | 0 | 0 | 0 | 0 | 0 | 0 | 0 | 0 | 0 | 0 | 0 | 0
0 | 0 |  |  |  | 0 | [11 empty] | 0 | 0 |  | 0 |  | 0 | [5 empty] | 0 |  | 0 |  | 0 |  | 0 |  | 0 |  | 0 |  | 0 |  | 0 |  |  | 0 | 0 | 0 |  |  | 0 | 0 | 0 | 0 | 0 | 0 | 0 | 0 | 0 | 0 | 0 | 0 | 0 | 0 | 0 | 0 | 0 | 0 | 0 | 0 | 0
0 | 0 |  |  |  | 0 | [11 empty] | 0 | 0 |  | 0 |  | 0 | [5 empty] | 0 |  | 0 |  | 0 |  | 0 |  | 0 |  | 0 |  | 0 |  | 0 |  |  | 0 | 0 | 0 |  |  | 0 | 0 | 0 | 0 | 0 | 0 | 0 | 0 | 0 | 0 | 0 | 0 | 0 | 0 | 0 | 0 | 0 | 0 | 0 | 0 | 0
0 | 0 |  |  |  | 0 | [11 empty] | 0 | 0 |  | 0 |  | 0 | [5 empty] | 0 |  | 0 |  | 0 |  | 0 |  | 0 |  | 0 |  | 0 |  | 0 |  |  | 0 | 0 | 0 |  |  | 0 | 0 | 0 | 0 | 0 | 0 | 0 | 0 | 0 | 0 | 0 | 0 | 0 | 0 | 0 | 0 | 0 | 0 | 0 | 0 | 0
0 | 0 |  |  |  | 0 | [11 empty] | 0 | 0 |  | 0 |  | 0 | [5 empty] | 0 |  | 0 |  | 0 |  | 0 |  | 0 |  | 0 |  | 0 |  | 0 |  |  | 0 | 0 | 0 |  |  | 0 | 0 | 0 | 0 | 0 | 0 | 0 | 0 | 0 | 0 | 0 | 0 | 0 | 0 | 0 | 0 | 0 | 0 | 0 | 0 | 0
0 | 0 |  |  |  | 0 | [11 empty] | 0 | 0 |  | 0 |  | 0 | [5 empty] | 0 |  | 0 |  | 0 |  | 0 |  | 0 |  | 0 |  | 0 |  | 0 |  |  | 0 | 0 | 0 |  |  | 0 | 0 | 0 | 0 | 0 | 0 | 0 | 0 | 0 | 0 | 0 | 0 | 0 | 0 | 0 | 0 | 0 | 0 | 0 | 0 | 0
0 | 0 |  |  |  | 0 | [11 empty] | 0 | 0 |  | 0 |  | 0 | [5 empty] | 0 |  | 0 |  | 0 |  | 0 |  | 0 |  | 0 |  | 0 |  | 0 |  |  | 0 | 0 | 0 |  |  | 0 | 0 | 0 | 0 | 0 | 0 | 0 | 0 | 0 | 0 | 0 | 0 | 0 | 0 | 0 | 0 | 0 | 0 | 0 | 0 | 0
0 | 0 |  |  |  | 0 | [11 empty] | 0 | 0 |  | 0 |  | 0 | [5 empty] | 0 |  | 0 |  | 0 |  | 0 |  | 0 |  | 0 |  | 0 |  | 0 |  |  | 0 | 0 | 0 |  |  | 0 | 0 | 0 | 0 | 0 | 0 | 0 | 0 | 0 | 0 | 0 | 0 | 0 | 0 | 0 | 0 | 0 | 0 | 0 | 0 | 0
0 | 0 |  |  |  | 0 | [11 empty] | 0 | 0 |  | 0 |  | 0 | [5 empty] | 0 |  | 0 |  | 0 |  | 0 |  | 0 |  | 0 |  | 0 |  | 0 |  |  | 0 | 0 | 0 |  |  | 0 | 0 | 0 | 0 | 0 | 0 | 0 | 0 | 0 | 0 | 0 | 0 | 0 | 0 | 0 | 0 | 0 | 0 | 0 | 0 | 0
0 | 0 |  |  |  | 0 | [11 empty] | 0 | 0 |  | 0 |  | 0 | [5 empty] | 0 |  | 0 |  | 0 |  | 0 |  | 0 |  | 0 |  | 0 |  | 0 |  |  | 0 | 0 | 0 |  |  | 0 | 0 | 0 | 0 | 0 | 0 | 0 | 0 | 0 | 0 | 0 | 0 | 0 | 0 | 0 | 0 | 0 | 0 | 0 | 0 | 0
0 | 0 |  |  |  | 0 | [11 empty] | 0 | 0 |  | 0 |  | 0 | [5 empty] | 0 |  | 0 |  | 0 |  | 0 |  | 0 |  | 0 |  | 0 |  | 0 |  |  | 0 | 0 | 0 |  |  | 0 | 0 | 0 | 0 | 0 | 0 | 0 | 0 | 0 | 0 | 0 | 0 | 0 | 0 | 0 | 0 | 0 | 0 | 0 | 0 | 0
0 | 0 |  |  |  | 0 | [11 empty] | 0 | 0 |  | 0 |  | 0 | [5 empty] | 0 |  | 0 |  | 0 |  | 0 |  | 0 |  | 0 |  | 0 |  | 0 |  |  | 0 | 0 | 0 |  |  | 0 | 0 | 0 | 0 | 0 | 0 | 0 | 0 | 0 | 0 | 0 | 0 | 0 | 0 | 0 | 0 | 0 | 0 | 0 | 0 | 0
0 | 0 |  |  |  | 0 | [11 empty] | 0 | 0 |  | 0 |  | 0 | [5 empty] | 0 |  | 0 |  | 0 |  | 0 |  | 0 |  | 0 |  | 0 |  | 0 |  |  | 0 | 0 | 0 |  |  | 0 | 0 | 0 | 0 | 0 | 0 | 0 | 0 | 0 | 0 | 0 | 0 | 0 | 0 | 0 | 0 | 0 | 0 | 0 | 0 | 0
0 | 0 |  |  |  | 0 | [11 empty] | 0 | 0 |  | 0 |  | 0 | [5 empty] | 0 |  | 0 |  | 0 |  | 0 |  | 0 |  | 0 |  | 0 |  | 0 |  |  | 0 | 0 | 0 |  |  | 0 | 0 | 0 | 0 | 0 | 0 | 0 | 0 | 0 | 0 | 0 | 0 | 0 | 0 | 0 | 0 | 0 | 0 | 0 | 0 | 0
0 | 0 |  |  |  | 0 | [11 empty] | 0 | 0 |  | 0 |  | 0 | [5 empty] | 0 |  | 0 |  | 0 |  | 0 |  | 0 |  | 0 |  | 0 |  | 0 |  |  | 0 | 0 | 0 |  |  | 0 | 0 | 0 | 0 | 0 | 0 | 0 | 0 | 0 | 0 | 0 | 0 | 0 | 0 | 0 | 0 | 0 | 0 | 0 | 0 | 0
0 | 0 |  |  |  | 0 | [11 empty] | 0 | 0 |  | 0 |  | 0 | [5 empty] | 0 |  | 0 |  | 0 |  | 0 |  | 0 |  | 0 |  | 0 |  | 0 |  |  | 0 | 0 | 0 |  |  | 0 | 0 | 0 | 0 | 0 | 0 | 0 | 0 | 0 | 0 | 0 | 0 | 0 | 0 | 0 | 0 | 0 | 0 | 0 | 0 | 0
0 | 0 |  |  |  | 0 | [11 empty] | 0 | 0 |  | 0 |  | 0 | [5 empty] | 0 |  | 0 |  | 0 |  | 0 |  | 0 |  | 0 |  | 0 |  | 0 |  |  | 0 | 0 | 0 |  |  | 0 | 0 | 0 | 0 | 0 | 0 | 0 | 0 | 0 | 0 | 0 | 0 | 0 | 0 | 0 | 0 | 0 | 0 | 0 | 0 | 0
0 | 0 |  |  |  | 0 | [11 empty] | 0 | 0 |  | 0 |  | 0 | [5 empty] | 0 |  | 0 |  | 0 |  | 0 |  | 0 |  | 0 |  | 0 |  | 0 |  |  | 0 | 0 | 0 |  |  | 0 | 0 | 0 | 0 | 0 | 0 | 0 | 0 | 0 | 0 | 0 | 0 | 0 | 0 | 0 | 0 | 0 | 0 | 0 | 0 | 0
0 | 0 |  |  |  | 0 | [11 empty] | 0 | 0 |  | 0 |  | 0 | [5 empty] | 0 |  | 0 |  | 0 |  | 0 |  | 0 |  | 0 |  | 0 |  | 0 |  |  | 0 | 0 | 0 |  |  | 0 | 0 | 0 | 0 | 0 | 0 | 0 | 0 | 0 | 0 | 0 | 0 | 0 | 0 | 0 | 0 | 0 | 0 | 0 | 0 | 0
0 | 0 |  |  |  | 0 | [11 empty] | 0 | 0 |  | 0 |  | 0 | [5 empty] | 0 |  | 0 |  | 0 |  | 0 |  | 0 |  | 0 |  | 0 |  | 0 |  |  | 0 | 0 | 0 |  |  | 0 | 0 | 0 | 0 | 0 | 0 | 0 | 0 | 0 | 0 | 0 | 0 | 0 | 0 | 0 | 0 | 0 | 0 | 0 | 0 | 0
0 | 0 |  |  |  | 0 | [11 empty] | 0 | 0 |  | 0 |  | 0 | [5 empty] | 0 |  | 0 |  | 0 |  | 0 |  | 0 |  | 0 |  | 0 |  | 0 |  |  | 0 | 0 | 0 |  |  | 0 | 0 | 0 | 0 | 0 | 0 | 0 | 0 | 0 | 0 | 0 | 0 | 0 | 0 | 0 | 0 | 0 | 0 | 0 | 0 | 0
0 | 0 |  |  |  | 0 | [11 empty] | 0 | 0 |  | 0 |  | 0 | [5 empty] | 0 |  | 0 |  | 0 |  | 0 |  | 0 |  | 0 |  | 0 |  | 0 |  |  | 0 | 0 | 0 |  |  | 0 | 0 | 0 | 0 | 0 | 0 | 0 | 0 | 0 | 0 | 0 | 0 | 0 | 0 | 0 | 0 | 0 | 0 | 0 | 0 | 0
0 | 0 |  |  |  | 0 | [11 empty] | 0 | 0 |  | 0 |  | 0 | [5 empty] | 0 |  | 0 |  | 0 |  | 0 |  | 0 |  | 0 |  | 0 |  | 0 |  |  | 0 | 0 | 0 |  |  | 0 | 0 | 0 | 0 | 0 | 0 | 0 | 0 | 0 | 0 | 0 | 0 | 0 | 0 | 0 | 0 | 0 | 0 | 0 | 0 | 0
0 | 0 |  |  |  | 0 | [11 empty] | 0 | 0 |  | 0 |  | 0 | [5 empty] | 0 |  | 0 |  | 0 |  | 0 |  | 0 |  | 0 |  | 0 |  | 0 |  |  | 0 | 0 | 0 |  |  | 0 | 0 | 0 | 0 | 0 | 0 | 0 | 0 | 0 | 0 | 0 | 0 | 0 | 0 | 0 | 0 | 0 | 0 | 0 | 0 | 0
0 | 0 |  |  |  | 0 | [11 empty] | 0 | 0 |  | 0 |  | 0 | [5 empty] | 0 |  | 0 |  | 0 |  | 0 |  | 0 |  | 0 |  | 0 |  | 0 |  |  | 0 | 0 | 0 |  |  | 0 | 0 | 0 | 0 | 0 | 0 | 0 | 0 | 0 | 0 | 0 | 0 | 0 | 0 | 0 | 0 | 0 | 0 | 0 | 0 | 0
0 | 0 |  |  |  | 0 | [11 empty] | 0 | 0 |  | 0 |  | 0 | [5 empty] | 0 |  | 0 |  | 0 |  | 0 |  | 0 |  | 0 |  | 0 |  | 0 |  |  | 0 | 0 | 0 |  |  | 0 | 0 | 0 | 0 | 0 | 0 | 0 | 0 | 0 | 0 | 0 | 0 | 0 | 0 | 0 | 0 | 0 | 0 | 0 | 0 | 0
0 | 0 |  |  |  | 0 | [11 empty] | 0 | 0 |  | 0 |  | 0 | [5 empty] | 0 |  | 0 |  | 0 |  | 0 |  | 0 |  | 0 |  | 0 |  | 0 |  |  | 0 | 0 | 0 |  |  | 0 | 0 | 0 | 0 | 0 | 0 | 0 | 0 | 0 | 0 | 0 | 0 | 0 | 0 | 0 | 0 | 0 | 0 | 0 | 0 | 0
0 | 0 |  |  |  | 0 | [11 empty] | 0 | 0 |  | 0 |  | 0 | [5 empty] | 0 |  | 0 |  | 0 |  | 0 |  | 0 |  | 0 |  | 0 |  | 0 |  |  | 0 | 0 | 0 |  |  | 0 | 0 | 0 | 0 | 0 | 0 | 0 | 0 | 0 | 0 | 0 | 0 | 0 | 0 | 0 | 0 | 0 | 0 | 0 | 0 | 0
0 | 0 |  |  |  | 0 | [11 empty] | 0 | 0 |  | 0 |  | 0 | [5 empty] | 0 |  | 0 |  | 0 |  | 0 |  | 0 |  | 0 |  | 0 |  | 0 |  |  | 0 | 0 | 0 |  |  | 0 | 0 | 0 | 0 | 0 | 0 | 0 | 0 | 0 | 0 | 0 | 0 | 0 | 0 | 0 | 0 | 0 | 0 | 0 | 0 | 0
0 | 0 |  |  |  | 0 | [11 empty] | 0 | 0 |  | 0 |  | 0 | [5 empty] | 0 |  | 0 |  | 0 |  | 0 |  | 0 |  | 0 |  | 0 |  | 0 |  |  | 0 | 0 | 0 |  |  | 0 | 0 | 0 | 0 | 0 | 0 | 0 | 0 | 0 | 0 | 0 | 0 | 0 | 0 | 0 | 0 | 0 | 0 | 0 | 0 | 0
0 | 0 |  |  |  | 0 | [11 empty] | 0 | 0 |  | 0 |  | 0 | [5 empty] | 0 |  | 0 |  | 0 |  | 0 |  | 0 |  | 0 |  | 0 |  | 0 |  |  | 0 | 0 | 0 |  |  | 0 | 0 | 0 | 0 | 0 | 0 | 0 | 0 | 0 | 0 | 0 | 0 | 0 | 0 | 0 | 0 | 0 | 0 | 0 | 0 | 0
0
[6 empty] | END |  | Total Price for Schedule 6 | [9 empty] | 0 |  | 0 |  | 0 | Baht |  | Baht |  | Baht |  | Baht |  | Baht |  |  | 0 | Baht |  | Baht |  | Baht |  | Baht |  |  |  |  | Baht | Baht |  |  | Baht | Baht | Baht | Baht | Baht | Baht | Baht | Baht | Baht | Baht | Baht | Baht | Baht | Baht | Baht | Baht | Baht | Baht | Baht | Baht | Baht | bar: 79 to 81
[18 empty] | 0 |  | 0 |  | 0 | [5 empty] | 0 |  | 0 |  | 0 |  | 0 |  | 0 |  | 0 |  | 0 |  | 0 |  |  |  | 0 | 0 |  |  | 0 | 0 | 0 | 0 | 0 | 0 | 0 | 0 | 0 | 0 | 0 | 0 | 0 | 0 | 0 | 0 | 0 | 0 | 0 | 0 | 0 | bar: 79 to 81
[18 empty] | 0 |  | 0 |  | 0 | [11 empty] | 0 | bar: 79 to 81
[18 empty] | 0 |  | 0 |  | 0 | [11 empty] | 0 | bar: 79 to 81
[18 empty] | 0 |  | 0 |  | 0 | [11 empty] | 0
[18 empty] | 0 |  | 0 |  | 0 | [11 empty] | 0
[18 empty] | 0 |  | 0 |  | 0 | [11 empty] | 0
[18 empty] | 0 |  | 0 |  | 0 | [11 empty] | 0
000000000000000000000000000000000000000
0000000000000000000000000000000000000000
000000000000000000000
[8 empty] | 0 | 0 |  |  |  |  | 0000000000000000000000000000000000000000000000000000000000000000000000000000000000000000000000000000
[8 empty] | 0 | 0
[8 empty] | 0 | 0
[8 empty] | 0 | 0
[8 empty] | 0 | 0
[8 empty] | 0 | 0
[8 empty] | 0 | 0
[8 empty] | 0 | 0
[8 empty] | 0 | 0
[8 empty] | 0 | 0
[8 empty] | 0 | 0
[8 empty] | 0 | 0
[8 empty] | 0 | 0
[8 empty] | 0 | 0
[8 empty] | 0 | 0
[8 empty] | 0 | 0
[8 empty] | 0 | 0
[8 empty] | 0 | 0
[8 empty] | 0 | 0
[8 empty] | 0 | 0
[8 empty] | 0 | 0
[8 empty] | 0 | 0
[8 empty] | 0 | 0
[8 empty] | 0 | 0
[8 empty] | 0 | 0
[8 empty] | 0 | 0
[8 empty] | 0 | 0
[8 empty] | 0 | 0
[8 empty] | 0 | 0
[8 empty] | 0 | 0
[8 empty] | 0 | 0
[8 empty] | 0 | 0
[8 empty] | 0 | 0
[8 empty] | 0 | 0
[8 empty] | 0 | 0
[8 empty] | 0 | 0
[8 empty] | 0 | 0
[8 empty] | 0 | 0
[8 empty] | 0 | 0
[8 empty] | 0 | 0
[8 empty] | 0 | 0
[8 empty] | 0 | 0
[8 empty] | 0 | 0
[8 empty] | 0 | 0
[8 empty] | 0 | 0
[8 empty] | 0 | 0
[8 empty] | 0 | 0
[8 empty] | 0 | 0
[8 empty] | 0 | 0
[8 empty] | 0 | 0
[8 empty] | 0 | 0
[8 empty] | 0 | 0
[8 empty] | 0 | 0
[8 empty] | 0 | 0
[8 empty] | 0 | 0
[8 empty] | 0 | 0
[8 empty] | 0 | 0
[8 empty] | 0 | 0
[8 empty] | 0 | 0
[8 empty] | 0 | 0
[8 empty] | 0 | 0
[8 empty] | 0 | 0
[8 empty] | 0 | 0
[8 empty] | 0 | 0
[8 empty] | 0 | 0
[8 empty] | 0 | 0
[8 empty] | 0 | 0
[8 empty] | 0 | 0
[8 empty] | 0 | 0
[8 empty] | 0 | 0
[8 empty] | 0 | 0
[8 empty] | 0 | 0
[8 empty] | 0 | 0
[8 empty] | 0 | 0
[8 empty] | 0 | 0
[8 empty] | 0 | 0
[8 empty] | 0 | 0
[8 empty] | 0 | 0
[8 empty] | 0 | 0
[8 empty] | 0 | 0
[8 empty] | 0 | 0
[8 empty] | 0 | 0
[8 empty] | 0 | 0
[8 empty] | 0 | 0
[8 empty] | 0 | 0
[8 empty] | 0 | 0
[8 empty] | 0 | 0
[8 empty] | 0 | 0
[8 empty] | 0 | 0
[8 empty] | 0 | 0
[8 empty] | 0 | 0
[8 empty] | 0 | 0
[8 empty] | 0 | 0
[8 empty] | 0 | 0
[8 empty] | 0 | 0
[8 empty] | 0 | 0
[8 empty] | 0 | 0
[8 empty] | 0 | 0
[8 empty] | 0 | 0
[8 empty] | 0 | 0

## Sch 7 (hidden)
INVITATION TO BID NO. TIEC-CR-13
Schedule 7 :
[77 empty] | 79 | 80 | 81 | 82 | 83 | 84 | 85 | 86 | 87 | 88 | 89 | 90 | 91 | 92 | 93 | 94 | 95 | 96 | 97 | 98 | 99 | 100 | 101 | 102 | 103 | 104 | 105 | 106 | 107 | 108 | 109 | 110 | 111 | 112 | 113 | 114 | 115 | 116 | 117 | 118 | 119 | 120 | 121 | 122 | 123 | 124 | 125 | 126 | 127 | 128
[8 empty] | SUPPLY OF CONTROL AND PROTECTION EQUIPMENT | [62 empty] | 72 | 73 | 75 | 76 | 77 | 78 | 82: Breakdown per Item :
[8 empty] | TRANSMISSION SYSTEM IMPROVEMENT PROJECT IN NORTHEASTERN, LOWER NORTHERN, CENTRAL REGIONS AND BANGKOK AREA TO ENHANCE SYSTEM SECURITY | [68 empty] | 82: Schedule :
System :
Job No. | Substation | Delivery Required by EGAT |  |  |  | Material group | Code No. | Item No. | Description | Short Description | Drawing No. / Reference No. | Qty. | Unit | Currency | Supply of Equipment |  |  |  | Supply of Equipment |  | Supply of Equipment |  | Supply of Equipment |  |  |  | Supply of Equipment |  | Supply of Equipment |  | Supply of Equipment |  | Foreign Currency |  | Local Currency |  | Local Transportation |  | Local Transportation, Construction and Installation |  | Purchase Price Offered for Dismantled Equipment |  | Plant |  | UOM | [25 empty] | Irrelevant | Incoterm | Account Assignment | Cost Object | Fund Center |  | 105: CFR Thai Port; 107: CIF Thai Port; 109: DDP EGAT 's Store; 111: Local Transportation; 113: Custom Clearance; 115: DDP EGAT 's Store; 117: Ex-works Price; 119: Local Transportation; 121: Foreign Currency; 123: Local Currency; 125: Local Transportation to EGAT 's Store; 127: Local Transportation, Construction and Installation | Long Description | Short Description
|  | (with in months after receipt of the notification of award) | [12 empty] | Foreign Supply |  |  |  | Foreign Supply |  | Foreign Supply |  | Foreign Supply | [5 empty] | Local Supply |  | Local Supply | [16 empty] | Preference | % Import Duty | Preference | CFR Price | CIF Price | Foreign Currency | Ex-works Price | Local Currency | Local Transportation | Local Transportation, | Marine Insurance Price | Customs Clearance | Import Duty Price | VAT for Imported Equipment | VAT for Import Duty | VAT for | VAT for Ex-works Price | VAT for | VAT for | VAT for Transportation, Construction and Installation | Foreign | Local | Evaluation Price | [6 empty] | 115: ( excluding VAT ); 117: ( excluding VAT )
[5 empty] | Completion Date | [9 empty] | FOB Vessel | Cost of | CFR Thai Port |  | CIF Thai Port |  | DDP EGAT 's Store |  | Local Transportation |  | Custom Clearance |  | DDP EGAT 's Store |  | Ex-works Price |  | Local Transportation | [12 empty] | Breakdown tab |  | Proposed Price | Evaluation Price | Status | [7 empty] | to EGAT 's Store | Construction and | [5 empty] | Foreign Currency |  | Local Currency | Local Transportation |  | Price Adjustment | Price Adjustment | [7 empty] | 104: Incoterm; 105: CFR; 107: CIF; 109: DDP; 111: ZTF; 113: ZCC; 115: DDP; 117: EXW; 119: ZTL; 125: ZTT; 127: ZCN
|  | CFR Thai Port | DDP or EGAT's Store | Ex-works | [11 empty] | Transportation | [10 empty] | ( excluding VAT ) |  | ( excluding VAT ) |  | ( excluding VAT ) |  | ( excluding VAT ) |  | ( excluding VAT ) |  | ( excluding VAT ) |  | ( excluding VAT ) |  | ( including VAT ) | [15 empty] | Installation | [%Insure(110%(CFR))] | [%Custom(CIF)] | [%Import Duty(CIF)] | [ %VAT(CFR/CIF) ] | [ %VAT( Import Duty) ] | [ %VAT(Foreign Currency) ] | [ %VAT(Ex-works Price) ] | [ %VAT(Local Currency) ] | to EGAT 's Store | [10 empty] | 104: Material group; 111: SV-TRN-MT; 113: SV-CTM; 119: SV-TRN-MT; 125: SV-TRN-MT; 127: SV-CVL
[16 empty] | to Thai Port | [6 empty] | Baht |  | Baht |  | Baht |  | Baht |  | Baht |  |  |  | Baht |  | Baht |  | Baht |  | Baht |  |  |  |  | Baht | Baht |  |  | Baht | Baht | Baht | Baht | Baht | Baht | Baht | Baht | Baht | Baht | Baht | Baht | Baht | Baht | Baht | Baht | Baht | Baht | Baht | Baht | Baht
|  | (month) | (month) | (month) | (month) | [9 empty] | Unit Price | Unit Price | Unit Price | Amount | Unit Price | Amount | Unit Price | Amount | Unit Price | Amount | Unit Price | Amount | Unit Price | Amount | Unit Price | Amount | Unit Price | Amount | Unit Price | Amount | Unit Price | Amount | Unit Price | Amount | Unit Price | Amount | Unit Price | Amount | [5 empty] | (Y/N) | (IPDTY) | (PRF) | (CFR) | (CIF) | (FC) | (EW) | (LC) | (LT) | (TCI) | (MI) | (CC) | ( IDP) | (VATIE) | (VATID) | (VATFC) | (VATEW) | (VATLC) | (VATLT) | (VATTCI) | (FPA) | (LPA) | (EVAPR)
0 | 0 |  |  |  | 0 | [11 empty] | 0 | 0 |  | 0 |  | 0 | [5 empty] | 0 |  | 0 |  | 0 |  | 0 |  | 0 |  | 0 |  | 0 |  | 0 |  |  | 0 | 0 | 0 |  |  | 0 | 0 | 0 | 0 | 0 | 0 | 0 | 0 | 0 | 0 | 0 | 0 | 0 | 0 | 0 | 0 | 0 | 0 | 0 | 0 | 0
0 | 0 |  |  |  | 0 | [11 empty] | 0 | 0 |  | 0 |  | 0 | [5 empty] | 0 |  | 0 |  | 0 |  | 0 |  | 0 |  | 0 |  | 0 |  | 0 |  |  | 0 | 0 | 0 |  |  | 0 | 0 | 0 | 0 | 0 | 0 | 0 | 0 | 0 | 0 | 0 | 0 | 0 | 0 | 0 | 0 | 0 | 0 | 0 | 0 | 0
0 | 0 |  |  |  | 0 | [11 empty] | 0 | 0 |  | 0 |  | 0 | [5 empty] | 0 |  | 0 |  | 0 |  | 0 |  | 0 |  | 0 |  | 0 |  | 0 |  |  | 0 | 0 | 0 |  |  | 0 | 0 | 0 | 0 | 0 | 0 | 0 | 0 | 0 | 0 | 0 | 0 | 0 | 0 | 0 | 0 | 0 | 0 | 0 | 0 | 0
0 | 0 |  |  |  | 0 | [11 empty] | 0 | 0 |  | 0 |  | 0 | [5 empty] | 0 |  | 0 |  | 0 |  | 0 |  | 0 |  | 0 |  | 0 |  | 0 |  |  | 0 | 0 | 0 |  |  | 0 | 0 | 0 | 0 | 0 | 0 | 0 | 0 | 0 | 0 | 0 | 0 | 0 | 0 | 0 | 0 | 0 | 0 | 0 | 0 | 0
0 | 0 |  |  |  | 0 | [11 empty] | 0 | 0 |  | 0 |  | 0 | [5 empty] | 0 |  | 0 |  | 0 |  | 0 |  | 0 |  | 0 |  | 0 |  | 0 |  |  | 0 | 0 | 0 |  |  | 0 | 0 | 0 | 0 | 0 | 0 | 0 | 0 | 0 | 0 | 0 | 0 | 0 | 0 | 0 | 0 | 0 | 0 | 0 | 0 | 0
0 | 0 |  |  |  | 0 | [11 empty] | 0 | 0 |  | 0 |  | 0 | [5 empty] | 0 |  | 0 |  | 0 |  | 0 |  | 0 |  | 0 |  | 0 |  | 0 |  |  | 0 | 0 | 0 |  |  | 0 | 0 | 0 | 0 | 0 | 0 | 0 | 0 | 0 | 0 | 0 | 0 | 0 | 0 | 0 | 0 | 0 | 0 | 0 | 0 | 0
0 | 0 |  |  |  | 0 | [11 empty] | 0 | 0 |  | 0 |  | 0 | [5 empty] | 0 |  | 0 |  | 0 |  | 0 |  | 0 |  | 0 |  | 0 |  | 0 |  |  | 0 | 0 | 0 |  |  | 0 | 0 | 0 | 0 | 0 | 0 | 0 | 0 | 0 | 0 | 0 | 0 | 0 | 0 | 0 | 0 | 0 | 0 | 0 | 0 | 0
0 | 0 |  |  |  | 0 | [11 empty] | 0 | 0 |  | 0 |  | 0 | [5 empty] | 0 |  | 0 |  | 0 |  | 0 |  | 0 |  | 0 |  | 0 |  | 0 |  |  | 0 | 0 | 0 |  |  | 0 | 0 | 0 | 0 | 0 | 0 | 0 | 0 | 0 | 0 | 0 | 0 | 0 | 0 | 0 | 0 | 0 | 0 | 0 | 0 | 0
0 | 0 |  |  |  | 0 | [11 empty] | 0 | 0 |  | 0 |  | 0 | [5 empty] | 0 |  | 0 |  | 0 |  | 0 |  | 0 |  | 0 |  | 0 |  | 0 |  |  | 0 | 0 | 0 |  |  | 0 | 0 | 0 | 0 | 0 | 0 | 0 | 0 | 0 | 0 | 0 | 0 | 0 | 0 | 0 | 0 | 0 | 0 | 0 | 0 | 0
0 | 0 |  |  |  | 0 | [11 empty] | 0 | 0 |  | 0 |  | 0 | [5 empty] | 0 |  | 0 |  | 0 |  | 0 |  | 0 |  | 0 |  | 0 |  | 0 |  |  | 0 | 0 | 0 |  |  | 0 | 0 | 0 | 0 | 0 | 0 | 0 | 0 | 0 | 0 | 0 | 0 | 0 | 0 | 0 | 0 | 0 | 0 | 0 | 0 | 0
0 | 0 |  |  |  | 0 | [11 empty] | 0 | 0 |  | 0 |  | 0 | [5 empty] | 0 |  | 0 |  | 0 |  | 0 |  | 0 |  | 0 |  | 0 |  | 0 |  |  | 0 | 0 | 0 |  |  | 0 | 0 | 0 | 0 | 0 | 0 | 0 | 0 | 0 | 0 | 0 | 0 | 0 | 0 | 0 | 0 | 0 | 0 | 0 | 0 | 0
0 | 0 |  |  |  | 0 | [11 empty] | 0 | 0 |  | 0 |  | 0 | [5 empty] | 0 |  | 0 |  | 0 |  | 0 |  | 0 |  | 0 |  | 0 |  | 0 |  |  | 0 | 0 | 0 |  |  | 0 | 0 | 0 | 0 | 0 | 0 | 0 | 0 | 0 | 0 | 0 | 0 | 0 | 0 | 0 | 0 | 0 | 0 | 0 | 0 | 0
0 | 0 |  |  |  | 0 | [11 empty] | 0 | 0 |  | 0 |  | 0 | [5 empty] | 0 |  | 0 |  | 0 |  | 0 |  | 0 |  | 0 |  | 0 |  | 0 |  |  | 0 | 0 | 0 |  |  | 0 | 0 | 0 | 0 | 0 | 0 | 0 | 0 | 0 | 0 | 0 | 0 | 0 | 0 | 0 | 0 | 0 | 0 | 0 | 0 | 0
0 | 0 |  |  |  | 0 | [11 empty] | 0 | 0 |  | 0 |  | 0 | [5 empty] | 0 |  | 0 |  | 0 |  | 0 |  | 0 |  | 0 |  | 0 |  | 0 |  |  | 0 | 0 | 0 |  |  | 0 | 0 | 0 | 0 | 0 | 0 | 0 | 0 | 0 | 0 | 0 | 0 | 0 | 0 | 0 | 0 | 0 | 0 | 0 | 0 | 0
0 | 0 |  |  |  | 0 | [11 empty] | 0 | 0 |  | 0 |  | 0 | [5 empty] | 0 |  | 0 |  | 0 |  | 0 |  | 0 |  | 0 |  | 0 |  | 0 |  |  | 0 | 0 | 0 |  |  | 0 | 0 | 0 | 0 | 0 | 0 | 0 | 0 | 0 | 0 | 0 | 0 | 0 | 0 | 0 | 0 | 0 | 0 | 0 | 0 | 0
0 | 0 |  |  |  | 0 | [11 empty] | 0 | 0 |  | 0 |  | 0 | [5 empty] | 0 |  | 0 |  | 0 |  | 0 |  | 0 |  | 0 |  | 0 |  | 0 |  |  | 0 | 0 | 0 |  |  | 0 | 0 | 0 | 0 | 0 | 0 | 0 | 0 | 0 | 0 | 0 | 0 | 0 | 0 | 0 | 0 | 0 | 0 | 0 | 0 | 0
0 | 0 |  |  |  | 0 | [11 empty] | 0 | 0 |  | 0 |  | 0 | [5 empty] | 0 |  | 0 |  | 0 |  | 0 |  | 0 |  | 0 |  | 0 |  | 0 |  |  | 0 | 0 | 0 |  |  | 0 | 0 | 0 | 0 | 0 | 0 | 0 | 0 | 0 | 0 | 0 | 0 | 0 | 0 | 0 | 0 | 0 | 0 | 0 | 0 | 0
0 | 0 |  |  |  | 0 | [11 empty] | 0 | 0 |  | 0 |  | 0 | [5 empty] | 0 |  | 0 |  | 0 |  | 0 |  | 0 |  | 0 |  | 0 |  | 0 |  |  | 0 | 0 | 0 |  |  | 0 | 0 | 0 | 0 | 0 | 0 | 0 | 0 | 0 | 0 | 0 | 0 | 0 | 0 | 0 | 0 | 0 | 0 | 0 | 0 | 0
0 | 0 |  |  |  | 0 | [11 empty] | 0 | 0 |  | 0 |  | 0 | [5 empty] | 0 |  | 0 |  | 0 |  | 0 |  | 0 |  | 0 |  | 0 |  | 0 |  |  | 0 | 0 | 0 |  |  | 0 | 0 | 0 | 0 | 0 | 0 | 0 | 0 | 0 | 0 | 0 | 0 | 0 | 0 | 0 | 0 | 0 | 0 | 0 | 0 | 0
0 | 0 |  |  |  | 0 | [11 empty] | 0 | 0 |  | 0 |  | 0 | [5 empty] | 0 |  | 0 |  | 0 |  | 0 |  | 0 |  | 0 |  | 0 |  | 0 |  |  | 0 | 0 | 0 |  |  | 0 | 0 | 0 | 0 | 0 | 0 | 0 | 0 | 0 | 0 | 0 | 0 | 0 | 0 | 0 | 0 | 0 | 0 | 0 | 0 | 0
0 | 0 |  |  |  | 0 | [11 empty] | 0 | 0 |  | 0 |  | 0 | [5 empty] | 0 |  | 0 |  | 0 |  | 0 |  | 0 |  | 0 |  | 0 |  | 0 |  |  | 0 | 0 | 0 |  |  | 0 | 0 | 0 | 0 | 0 | 0 | 0 | 0 | 0 | 0 | 0 | 0 | 0 | 0 | 0 | 0 | 0 | 0 | 0 | 0 | 0
0 | 0 |  |  |  | 0 | [11 empty] | 0 | 0 |  | 0 |  | 0 | [5 empty] | 0 |  | 0 |  | 0 |  | 0 |  | 0 |  | 0 |  | 0 |  | 0 |  |  | 0 | 0 | 0 |  |  | 0 | 0 | 0 | 0 | 0 | 0 | 0 | 0 | 0 | 0 | 0 | 0 | 0 | 0 | 0 | 0 | 0 | 0 | 0 | 0 | 0
0 | 0 |  |  |  | 0 | [11 empty] | 0 | 0 |  | 0 |  | 0 | [5 empty] | 0 |  | 0 |  | 0 |  | 0 |  | 0 |  | 0 |  | 0 |  | 0 |  |  | 0 | 0 | 0 |  |  | 0 | 0 | 0 | 0 | 0 | 0 | 0 | 0 | 0 | 0 | 0 | 0 | 0 | 0 | 0 | 0 | 0 | 0 | 0 | 0 | 0
0 | 0 |  |  |  | 0 | [11 empty] | 0 | 0 |  | 0 |  | 0 | [5 empty] | 0 |  | 0 |  | 0 |  | 0 |  | 0 |  | 0 |  | 0 |  | 0 |  |  | 0 | 0 | 0 |  |  | 0 | 0 | 0 | 0 | 0 | 0 | 0 | 0 | 0 | 0 | 0 | 0 | 0 | 0 | 0 | 0 | 0 | 0 | 0 | 0 | 0
0 | 0 |  |  |  | 0 | [11 empty] | 0 | 0 |  | 0 |  | 0 | [5 empty] | 0 |  | 0 |  | 0 |  | 0 |  | 0 |  | 0 |  | 0 |  | 0 |  |  | 0 | 0 | 0 |  |  | 0 | 0 | 0 | 0 | 0 | 0 | 0 | 0 | 0 | 0 | 0 | 0 | 0 | 0 | 0 | 0 | 0 | 0 | 0 | 0 | 0
0 | 0 |  |  |  | 0 | [11 empty] | 0 | 0 |  | 0 |  | 0 | [5 empty] | 0 |  | 0 |  | 0 |  | 0 |  | 0 |  | 0 |  | 0 |  | 0 |  |  | 0 | 0 | 0 |  |  | 0 | 0 | 0 | 0 | 0 | 0 | 0 | 0 | 0 | 0 | 0 | 0 | 0 | 0 | 0 | 0 | 0 | 0 | 0 | 0 | 0
0 | 0 |  |  |  | 0 | [11 empty] | 0 | 0 |  | 0 |  | 0 | [5 empty] | 0 |  | 0 |  | 0 |  | 0 |  | 0 |  | 0 |  | 0 |  | 0 |  |  | 0 | 0 | 0 |  |  | 0 | 0 | 0 | 0 | 0 | 0 | 0 | 0 | 0 | 0 | 0 | 0 | 0 | 0 | 0 | 0 | 0 | 0 | 0 | 0 | 0
0 | 0 |  |  |  | 0 | [11 empty] | 0 | 0 |  | 0 |  | 0 | [5 empty] | 0 |  | 0 |  | 0 |  | 0 |  | 0 |  | 0 |  | 0 |  | 0 |  |  | 0 | 0 | 0 |  |  | 0 | 0 | 0 | 0 | 0 | 0 | 0 | 0 | 0 | 0 | 0 | 0 | 0 | 0 | 0 | 0 | 0 | 0 | 0 | 0 | 0
0 | 0 |  |  |  | 0 | [11 empty] | 0 | 0 |  | 0 |  | 0 | [5 empty] | 0 |  | 0 |  | 0 |  | 0 |  | 0 |  | 0 |  | 0 |  | 0 |  |  | 0 | 0 | 0 |  |  | 0 | 0 | 0 | 0 | 0 | 0 | 0 | 0 | 0 | 0 | 0 | 0 | 0 | 0 | 0 | 0 | 0 | 0 | 0 | 0 | 0
0 | 0 |  |  |  | 0 | [11 empty] | 0 | 0 |  | 0 |  | 0 | [5 empty] | 0 |  | 0 |  | 0 |  | 0 |  | 0 |  | 0 |  | 0 |  | 0 |  |  | 0 | 0 | 0 |  |  | 0 | 0 | 0 | 0 | 0 | 0 | 0 | 0 | 0 | 0 | 0 | 0 | 0 | 0 | 0 | 0 | 0 | 0 | 0 | 0 | 0
0 | 0 |  |  |  | 0 | [11 empty] | 0 | 0 |  | 0 |  | 0 | [5 empty] | 0 |  | 0 |  | 0 |  | 0 |  | 0 |  | 0 |  | 0 |  | 0 |  |  | 0 | 0 | 0 |  |  | 0 | 0 | 0 | 0 | 0 | 0 | 0 | 0 | 0 | 0 | 0 | 0 | 0 | 0 | 0 | 0 | 0 | 0 | 0 | 0 | 0
0 | 0 |  |  |  | 0 | [11 empty] | 0 | 0 |  | 0 |  | 0 | [5 empty] | 0 |  | 0 |  | 0 |  | 0 |  | 0 |  | 0 |  | 0 |  | 0 |  |  | 0 | 0 | 0 |  |  | 0 | 0 | 0 | 0 | 0 | 0 | 0 | 0 | 0 | 0 | 0 | 0 | 0 | 0 | 0 | 0 | 0 | 0 | 0 | 0 | 0
0 | 0 |  |  |  | 0 | [11 empty] | 0 | 0 |  | 0 |  | 0 | [5 empty] | 0 |  | 0 |  | 0 |  | 0 |  | 0 |  | 0 |  | 0 |  | 0 |  |  | 0 | 0 | 0 |  |  | 0 | 0 | 0 | 0 | 0 | 0 | 0 | 0 | 0 | 0 | 0 | 0 | 0 | 0 | 0 | 0 | 0 | 0 | 0 | 0 | 0
0 | 0 |  |  |  | 0 | [11 empty] | 0 | 0 |  | 0 |  | 0 | [5 empty] | 0 |  | 0 |  | 0 |  | 0 |  | 0 |  | 0 |  | 0 |  | 0 |  |  | 0 | 0 | 0 |  |  | 0 | 0 | 0 | 0 | 0 | 0 | 0 | 0 | 0 | 0 | 0 | 0 | 0 | 0 | 0 | 0 | 0 | 0 | 0 | 0 | 0
0 | 0 |  |  |  | 0 | [11 empty] | 0 | 0 |  | 0 |  | 0 | [5 empty] | 0 |  | 0 |  | 0 |  | 0 |  | 0 |  | 0 |  | 0 |  | 0 |  |  | 0 | 0 | 0 |  |  | 0 | 0 | 0 | 0 | 0 | 0 | 0 | 0 | 0 | 0 | 0 | 0 | 0 | 0 | 0 | 0 | 0 | 0 | 0 | 0 | 0
0 | 0 |  |  |  | 0 | [11 empty] | 0 | 0 |  | 0 |  | 0 | [5 empty] | 0 |  | 0 |  | 0 |  | 0 |  | 0 |  | 0 |  | 0 |  | 0 |  |  | 0 | 0 | 0 |  |  | 0 | 0 | 0 | 0 | 0 | 0 | 0 | 0 | 0 | 0 | 0 | 0 | 0 | 0 | 0 | 0 | 0 | 0 | 0 | 0 | 0
0 | 0 |  |  |  | 0 | [11 empty] | 0 | 0 |  | 0 |  | 0 | [5 empty] | 0 |  | 0 |  | 0 |  | 0 |  | 0 |  | 0 |  | 0 |  | 0 |  |  | 0 | 0 | 0 |  |  | 0 | 0 | 0 | 0 | 0 | 0 | 0 | 0 | 0 | 0 | 0 | 0 | 0 | 0 | 0 | 0 | 0 | 0 | 0 | 0 | 0
0 | 0 |  |  |  | 0 | [11 empty] | 0 | 0 |  | 0 |  | 0 | [5 empty] | 0 |  | 0 |  | 0 |  | 0 |  | 0 |  | 0 |  | 0 |  | 0 |  |  | 0 | 0 | 0 |  |  | 0 | 0 | 0 | 0 | 0 | 0 | 0 | 0 | 0 | 0 | 0 | 0 | 0 | 0 | 0 | 0 | 0 | 0 | 0 | 0 | 0
0 | 0 |  |  |  | 0 | [11 empty] | 0 | 0 |  | 0 |  | 0 | [5 empty] | 0 |  | 0 |  | 0 |  | 0 |  | 0 |  | 0 |  | 0 |  | 0 |  |  | 0 | 0 | 0 |  |  | 0 | 0 | 0 | 0 | 0 | 0 | 0 | 0 | 0 | 0 | 0 | 0 | 0 | 0 | 0 | 0 | 0 | 0 | 0 | 0 | 0
0 | 0 |  |  |  | 0 | [11 empty] | 0 | 0 |  | 0 |  | 0 | [5 empty] | 0 |  | 0 |  | 0 |  | 0 |  | 0 |  | 0 |  | 0 |  | 0 |  |  | 0 | 0 | 0 |  |  | 0 | 0 | 0 | 0 | 0 | 0 | 0 | 0 | 0 | 0 | 0 | 0 | 0 | 0 | 0 | 0 | 0 | 0 | 0 | 0 | 0
0 | 0 |  |  |  | 0 | [11 empty] | 0 | 0 |  | 0 |  | 0 | [5 empty] | 0 |  | 0 |  | 0 |  | 0 |  | 0 |  | 0 |  | 0 |  | 0 |  |  | 0 | 0 | 0 |  |  | 0 | 0 | 0 | 0 | 0 | 0 | 0 | 0 | 0 | 0 | 0 | 0 | 0 | 0 | 0 | 0 | 0 | 0 | 0 | 0 | 0
0 | 0 |  |  |  | 0 | [11 empty] | 0 | 0 |  | 0 |  | 0 | [5 empty] | 0 |  | 0 |  | 0 |  | 0 |  | 0 |  | 0 |  | 0 |  | 0 |  |  | 0 | 0 | 0 |  |  | 0 | 0 | 0 | 0 | 0 | 0 | 0 | 0 | 0 | 0 | 0 | 0 | 0 | 0 | 0 | 0 | 0 | 0 | 0 | 0 | 0
0 | 0 |  |  |  | 0 | [11 empty] | 0 | 0 |  | 0 |  | 0 | [5 empty] | 0 |  | 0 |  | 0 |  | 0 |  | 0 |  | 0 |  | 0 |  | 0 |  |  | 0 | 0 | 0 |  |  | 0 | 0 | 0 | 0 | 0 | 0 | 0 | 0 | 0 | 0 | 0 | 0 | 0 | 0 | 0 | 0 | 0 | 0 | 0 | 0 | 0
0 | 0 |  |  |  | 0 | [11 empty] | 0 | 0 |  | 0 |  | 0 | [5 empty] | 0 |  | 0 |  | 0 |  | 0 |  | 0 |  | 0 |  | 0 |  | 0 |  |  | 0 | 0 | 0 |  |  | 0 | 0 | 0 | 0 | 0 | 0 | 0 | 0 | 0 | 0 | 0 | 0 | 0 | 0 | 0 | 0 | 0 | 0 | 0 | 0 | 0
0 | 0 |  |  |  | 0 | [11 empty] | 0 | 0 |  | 0 |  | 0 | [5 empty] | 0 |  | 0 |  | 0 |  | 0 |  | 0 |  | 0 |  | 0 |  | 0 |  |  | 0 | 0 | 0 |  |  | 0 | 0 | 0 | 0 | 0 | 0 | 0 | 0 | 0 | 0 | 0 | 0 | 0 | 0 | 0 | 0 | 0 | 0 | 0 | 0 | 0
0 | 0 |  |  |  | 0 | [11 empty] | 0 | 0 |  | 0 |  | 0 | [5 empty] | 0 |  | 0 |  | 0 |  | 0 |  | 0 |  | 0 |  | 0 |  | 0 |  |  | 0 | 0 | 0 |  |  | 0 | 0 | 0 | 0 | 0 | 0 | 0 | 0 | 0 | 0 | 0 | 0 | 0 | 0 | 0 | 0 | 0 | 0 | 0 | 0 | 0
0 | 0 |  |  |  | 0 | [11 empty] | 0 | 0 |  | 0 |  | 0 | [5 empty] | 0 |  | 0 |  | 0 |  | 0 |  | 0 |  | 0 |  | 0 |  | 0 |  |  | 0 | 0 | 0 |  |  | 0 | 0 | 0 | 0 | 0 | 0 | 0 | 0 | 0 | 0 | 0 | 0 | 0 | 0 | 0 | 0 | 0 | 0 | 0 | 0 | 0
0 | 0 |  |  |  | 0 | [11 empty] | 0 | 0 |  | 0 |  | 0 | [5 empty] | 0 |  | 0 |  | 0 |  | 0 |  | 0 |  | 0 |  | 0 |  | 0 |  |  | 0 | 0 | 0 |  |  | 0 | 0 | 0 | 0 | 0 | 0 | 0 | 0 | 0 | 0 | 0 | 0 | 0 | 0 | 0 | 0 | 0 | 0 | 0 | 0 | 0
0 | 0 |  |  |  | 0 | [11 empty] | 0 | 0 |  | 0 |  | 0 | [5 empty] | 0 |  | 0 |  | 0 |  | 0 |  | 0 |  | 0 |  | 0 |  | 0 |  |  | 0 | 0 | 0 |  |  | 0 | 0 | 0 | 0 | 0 | 0 | 0 | 0 | 0 | 0 | 0 | 0 | 0 | 0 | 0 | 0 | 0 | 0 | 0 | 0 | 0
0 | 0 |  |  |  | 0 | [11 empty] | 0 | 0 |  | 0 |  | 0 | [5 empty] | 0 |  | 0 |  | 0 |  | 0 |  | 0 |  | 0 |  | 0 |  | 0 |  |  | 0 | 0 | 0 |  |  | 0 | 0 | 0 | 0 | 0 | 0 | 0 | 0 | 0 | 0 | 0 | 0 | 0 | 0 | 0 | 0 | 0 | 0 | 0 | 0 | 0
0 | 0 |  |  |  | 0 | [11 empty] | 0 | 0 |  | 0 |  | 0 | [5 empty] | 0 |  | 0 |  | 0 |  | 0 |  | 0 |  | 0 |  | 0 |  | 0 |  |  | 0 | 0 | 0 |  |  | 0 | 0 | 0 | 0 | 0 | 0 | 0 | 0 | 0 | 0 | 0 | 0 | 0 | 0 | 0 | 0 | 0 | 0 | 0 | 0 | 0
0 | 0 |  |  |  | 0 | [11 empty] | 0 | 0 |  | 0 |  | 0 | [5 empty] | 0 |  | 0 |  | 0 |  | 0 |  | 0 |  | 0 |  | 0 |  | 0 |  |  | 0 | 0 | 0 |  |  | 0 | 0 | 0 | 0 | 0 | 0 | 0 | 0 | 0 | 0 | 0 | 0 | 0 | 0 | 0 | 0 | 0 | 0 | 0 | 0 | 0
0 | 0 |  |  |  | 0 | [11 empty] | 0 | 0 |  | 0 |  | 0 | [5 empty] | 0 |  | 0 |  | 0 |  | 0 |  | 0 |  | 0 |  | 0 |  | 0 |  |  | 0 | 0 | 0 |  |  | 0 | 0 | 0 | 0 | 0 | 0 | 0 | 0 | 0 | 0 | 0 | 0 | 0 | 0 | 0 | 0 | 0 | 0 | 0 | 0 | 0
0 | 0 |  |  |  | 0 | [11 empty] | 0 | 0 |  | 0 |  | 0 | [5 empty] | 0 |  | 0 |  | 0 |  | 0 |  | 0 |  | 0 |  | 0 |  | 0 |  |  | 0 | 0 | 0 |  |  | 0 | 0 | 0 | 0 | 0 | 0 | 0 | 0 | 0 | 0 | 0 | 0 | 0 | 0 | 0 | 0 | 0 | 0 | 0 | 0 | 0
0 | 0 |  |  |  | 0 | [11 empty] | 0 | 0 |  | 0 |  | 0 | [5 empty] | 0 |  | 0 |  | 0 |  | 0 |  | 0 |  | 0 |  | 0 |  | 0 |  |  | 0 | 0 | 0 |  |  | 0 | 0 | 0 | 0 | 0 | 0 | 0 | 0 | 0 | 0 | 0 | 0 | 0 | 0 | 0 | 0 | 0 | 0 | 0 | 0 | 0
0 | 0 |  |  |  | 0 | [11 empty] | 0 | 0 |  | 0 |  | 0 | [5 empty] | 0 |  | 0 |  | 0 |  | 0 |  | 0 |  | 0 |  | 0 |  | 0 |  |  | 0 | 0 | 0 |  |  | 0 | 0 | 0 | 0 | 0 | 0 | 0 | 0 | 0 | 0 | 0 | 0 | 0 | 0 | 0 | 0 | 0 | 0 | 0 | 0 | 0
0 | 0 |  |  |  | 0 | [11 empty] | 0 | 0 |  | 0 |  | 0 | [5 empty] | 0 |  | 0 |  | 0 |  | 0 |  | 0 |  | 0 |  | 0 |  | 0 |  |  | 0 | 0 | 0 |  |  | 0 | 0 | 0 | 0 | 0 | 0 | 0 | 0 | 0 | 0 | 0 | 0 | 0 | 0 | 0 | 0 | 0 | 0 | 0 | 0 | 0
0 | 0 |  |  |  | 0 | [11 empty] | 0 | 0 |  | 0 |  | 0 | [5 empty] | 0 |  | 0 |  | 0 |  | 0 |  | 0 |  | 0 |  | 0 |  | 0 |  |  | 0 | 0 | 0 |  |  | 0 | 0 | 0 | 0 | 0 | 0 | 0 | 0 | 0 | 0 | 0 | 0 | 0 | 0 | 0 | 0 | 0 | 0 | 0 | 0 | 0
0 | 0 |  |  |  | 0 | [11 empty] | 0 | 0 |  | 0 |  | 0 | [5 empty] | 0 |  | 0 |  | 0 |  | 0 |  | 0 |  | 0 |  | 0 |  | 0 |  |  | 0 | 0 | 0 |  |  | 0 | 0 | 0 | 0 | 0 | 0 | 0 | 0 | 0 | 0 | 0 | 0 | 0 | 0 | 0 | 0 | 0 | 0 | 0 | 0 | 0
0 | 0 |  |  |  | 0 | [11 empty] | 0 | 0 |  | 0 |  | 0 | [5 empty] | 0 |  | 0 |  | 0 |  | 0 |  | 0 |  | 0 |  | 0 |  | 0 |  |  | 0 | 0 | 0 |  |  | 0 | 0 | 0 | 0 | 0 | 0 | 0 | 0 | 0 | 0 | 0 | 0 | 0 | 0 | 0 | 0 | 0 | 0 | 0 | 0 | 0
0 | 0 |  |  |  | 0 | [11 empty] | 0 | 0 |  | 0 |  | 0 | [5 empty] | 0 |  | 0 |  | 0 |  | 0 |  | 0 |  | 0 |  | 0 |  | 0 |  |  | 0 | 0 | 0 |  |  | 0 | 0 | 0 | 0 | 0 | 0 | 0 | 0 | 0 | 0 | 0 | 0 | 0 | 0 | 0 | 0 | 0 | 0 | 0 | 0 | 0
0 | 0 |  |  |  | 0 | [11 empty] | 0 | 0 |  | 0 |  | 0 | [5 empty] | 0 |  | 0 |  | 0 |  | 0 |  | 0 |  | 0 |  | 0 |  | 0 |  |  | 0 | 0 | 0 |  |  | 0 | 0 | 0 | 0 | 0 | 0 | 0 | 0 | 0 | 0 | 0 | 0 | 0 | 0 | 0 | 0 | 0 | 0 | 0 | 0 | 0
0 | 0 |  |  |  | 0 | [11 empty] | 0 | 0 |  | 0 |  | 0 | [5 empty] | 0 |  | 0 |  | 0 |  | 0 |  | 0 |  | 0 |  | 0 |  | 0 |  |  | 0 | 0 | 0 |  |  | 0 | 0 | 0 | 0 | 0 | 0 | 0 | 0 | 0 | 0 | 0 | 0 | 0 | 0 | 0 | 0 | 0 | 0 | 0 | 0 | 0
0 | 0 |  |  |  | 0 | [11 empty] | 0 | 0 |  | 0 |  | 0 | [5 empty] | 0 |  | 0 |  | 0 |  | 0 |  | 0 |  | 0 |  | 0 |  | 0 |  |  | 0 | 0 | 0 |  |  | 0 | 0 | 0 | 0 | 0 | 0 | 0 | 0 | 0 | 0 | 0 | 0 | 0 | 0 | 0 | 0 | 0 | 0 | 0 | 0 | 0
0 | 0 |  |  |  | 0 | [11 empty] | 0 | 0 |  | 0 |  | 0 | [5 empty] | 0 |  | 0 |  | 0 |  | 0 |  | 0 |  | 0 |  | 0 |  | 0 |  |  | 0 | 0 | 0 |  |  | 0 | 0 | 0 | 0 | 0 | 0 | 0 | 0 | 0 | 0 | 0 | 0 | 0 | 0 | 0 | 0 | 0 | 0 | 0 | 0 | 0
0 | 0 |  |  |  | 0 | [11 empty] | 0 | 0 |  | 0 |  | 0 | [5 empty] | 0 |  | 0 |  | 0 |  | 0 |  | 0 |  | 0 |  | 0 |  | 0 |  |  | 0 | 0 | 0 |  |  | 0 | 0 | 0 | 0 | 0 | 0 | 0 | 0 | 0 | 0 | 0 | 0 | 0 | 0 | 0 | 0 | 0 | 0 | 0 | 0 | 0
0 | 0 |  |  |  | 0 | [11 empty] | 0 | 0 |  | 0 |  | 0 | [5 empty] | 0 |  | 0 |  | 0 |  | 0 |  | 0 |  | 0 |  | 0 |  | 0 |  |  | 0 | 0 | 0 |  |  | 0 | 0 | 0 | 0 | 0 | 0 | 0 | 0 | 0 | 0 | 0 | 0 | 0 | 0 | 0 | 0 | 0 | 0 | 0 | 0 | 0
0 | 0 |  |  |  | 0 | [11 empty] | 0 | 0 |  | 0 |  | 0 | [5 empty] | 0 |  | 0 |  | 0 |  | 0 |  | 0 |  | 0 |  | 0 |  | 0 |  |  | 0 | 0 | 0 |  |  | 0 | 0 | 0 | 0 | 0 | 0 | 0 | 0 | 0 | 0 | 0 | 0 | 0 | 0 | 0 | 0 | 0 | 0 | 0 | 0 | 0
0 | 0 |  |  |  | 0 | [11 empty] | 0 | 0 |  | 0 |  | 0 | [5 empty] | 0 |  | 0 |  | 0 |  | 0 |  | 0 |  | 0 |  | 0 |  | 0 |  |  | 0 | 0 | 0 |  |  | 0 | 0 | 0 | 0 | 0 | 0 | 0 | 0 | 0 | 0 | 0 | 0 | 0 | 0 | 0 | 0 | 0 | 0 | 0 | 0 | 0
0 | 0 |  |  |  | 0 | [11 empty] | 0 | 0 |  | 0 |  | 0 | [5 empty] | 0 |  | 0 |  | 0 |  | 0 |  | 0 |  | 0 |  | 0 |  | 0 |  |  | 0 | 0 | 0 |  |  | 0 | 0 | 0 | 0 | 0 | 0 | 0 | 0 | 0 | 0 | 0 | 0 | 0 | 0 | 0 | 0 | 0 | 0 | 0 | 0 | 0
0 | 0 |  |  |  | 0 | [11 empty] | 0 | 0 |  | 0 |  | 0 | [5 empty] | 0 |  | 0 |  | 0 |  | 0 |  | 0 |  | 0 |  | 0 |  | 0 |  |  | 0 | 0 | 0 |  |  | 0 | 0 | 0 | 0 | 0 | 0 | 0 | 0 | 0 | 0 | 0 | 0 | 0 | 0 | 0 | 0 | 0 | 0 | 0 | 0 | 0
0 | 0 |  |  |  | 0 | [11 empty] | 0 | 0 |  | 0 |  | 0 | [5 empty] | 0 |  | 0 |  | 0 |  | 0 |  | 0 |  | 0 |  | 0 |  | 0 |  |  | 0 | 0 | 0 |  |  | 0 | 0 | 0 | 0 | 0 | 0 | 0 | 0 | 0 | 0 | 0 | 0 | 0 | 0 | 0 | 0 | 0 | 0 | 0 | 0 | 0
0 | 0 |  |  |  | 0 | [11 empty] | 0 | 0 |  | 0 |  | 0 | [5 empty] | 0 |  | 0 |  | 0 |  | 0 |  | 0 |  | 0 |  | 0 |  | 0 |  |  | 0 | 0 | 0 |  |  | 0 | 0 | 0 | 0 | 0 | 0 | 0 | 0 | 0 | 0 | 0 | 0 | 0 | 0 | 0 | 0 | 0 | 0 | 0 | 0 | 0
0 | 0 |  |  |  | 0 | [11 empty] | 0 | 0 |  | 0 |  | 0 | [5 empty] | 0 |  | 0 |  | 0 |  | 0 |  | 0 |  | 0 |  | 0 |  | 0 |  |  | 0 | 0 | 0 |  |  | 0 | 0 | 0 | 0 | 0 | 0 | 0 | 0 | 0 | 0 | 0 | 0 | 0 | 0 | 0 | 0 | 0 | 0 | 0 | 0 | 0
0 | 0 |  |  |  | 0 | [11 empty] | 0 | 0 |  | 0 |  | 0 | [5 empty] | 0 |  | 0 |  | 0 |  | 0 |  | 0 |  | 0 |  | 0 |  | 0 |  |  | 0 | 0 | 0 |  |  | 0 | 0 | 0 | 0 | 0 | 0 | 0 | 0 | 0 | 0 | 0 | 0 | 0 | 0 | 0 | 0 | 0 | 0 | 0 | 0 | 0
0 | 0 |  |  |  | 0 | [11 empty] | 0 | 0 |  | 0 |  | 0 | [5 empty] | 0 |  | 0 |  | 0 |  | 0 |  | 0 |  | 0 |  | 0 |  | 0 |  |  | 0 | 0 | 0 |  |  | 0 | 0 | 0 | 0 | 0 | 0 | 0 | 0 | 0 | 0 | 0 | 0 | 0 | 0 | 0 | 0 | 0 | 0 | 0 | 0 | 0
0 | 0 |  |  |  | 0 | [11 empty] | 0 | 0 |  | 0 |  | 0 | [5 empty] | 0 |  | 0 |  | 0 |  | 0 |  | 0 |  | 0 |  | 0 |  | 0 |  |  | 0 | 0 | 0 |  |  | 0 | 0 | 0 | 0 | 0 | 0 | 0 | 0 | 0 | 0 | 0 | 0 | 0 | 0 | 0 | 0 | 0 | 0 | 0 | 0 | 0
0 | 0 |  |  |  | 0 | [11 empty] | 0 | 0 |  | 0 |  | 0 | [5 empty] | 0 |  | 0 |  | 0 |  | 0 |  | 0 |  | 0 |  | 0 |  | 0 |  |  | 0 | 0 | 0 |  |  | 0 | 0 | 0 | 0 | 0 | 0 | 0 | 0 | 0 | 0 | 0 | 0 | 0 | 0 | 0 | 0 | 0 | 0 | 0 | 0 | 0
0 | 0 |  |  |  | 0 | [11 empty] | 0 | 0 |  | 0 |  | 0 | [5 empty] | 0 |  | 0 |  | 0 |  | 0 |  | 0 |  | 0 |  | 0 |  | 0 |  |  | 0 | 0 | 0 |  |  | 0 | 0 | 0 | 0 | 0 | 0 | 0 | 0 | 0 | 0 | 0 | 0 | 0 | 0 | 0 | 0 | 0 | 0 | 0 | 0 | 0
0 | 0 |  |  |  | 0 | [11 empty] | 0 | 0 |  | 0 |  | 0 | [5 empty] | 0 |  | 0 |  | 0 |  | 0 |  | 0 |  | 0 |  | 0 |  | 0 |  |  | 0 | 0 | 0 |  |  | 0 | 0 | 0 | 0 | 0 | 0 | 0 | 0 | 0 | 0 | 0 | 0 | 0 | 0 | 0 | 0 | 0 | 0 | 0 | 0 | 0
0 | 0 |  |  |  | 0 | [11 empty] | 0 | 0 |  | 0 |  | 0 | [5 empty] | 0 |  | 0 |  | 0 |  | 0 |  | 0 |  | 0 |  | 0 |  | 0 |  |  | 0 | 0 | 0 |  |  | 0 | 0 | 0 | 0 | 0 | 0 | 0 | 0 | 0 | 0 | 0 | 0 | 0 | 0 | 0 | 0 | 0 | 0 | 0 | 0 | 0
0 | 0 |  |  |  | 0 | [11 empty] | 0 | 0 |  | 0 |  | 0 | [5 empty] | 0 |  | 0 |  | 0 |  | 0 |  | 0 |  | 0 |  | 0 |  | 0 |  |  | 0 | 0 | 0 |  |  | 0 | 0 | 0 | 0 | 0 | 0 | 0 | 0 | 0 | 0 | 0 | 0 | 0 | 0 | 0 | 0 | 0 | 0 | 0 | 0 | 0
0 | 0 |  |  |  | 0 | [11 empty] | 0 | 0 |  | 0 |  | 0 | [5 empty] | 0 |  | 0 |  | 0 |  | 0 |  | 0 |  | 0 |  | 0 |  | 0 |  |  | 0 | 0 | 0 |  |  | 0 | 0 | 0 | 0 | 0 | 0 | 0 | 0 | 0 | 0 | 0 | 0 | 0 | 0 | 0 | 0 | 0 | 0 | 0 | 0 | 0
0 | 0 |  |  |  | 0 | [11 empty] | 0 | 0 |  | 0 |  | 0 | [5 empty] | 0 |  | 0 |  | 0 |  | 0 |  | 0 |  | 0 |  | 0 |  | 0 |  |  | 0 | 0 | 0 |  |  | 0 | 0 | 0 | 0 | 0 | 0 | 0 | 0 | 0 | 0 | 0 | 0 | 0 | 0 | 0 | 0 | 0 | 0 | 0 | 0 | 0
0 | 0 |  |  |  | 0 | [11 empty] | 0 | 0 |  | 0 |  | 0 | [5 empty] | 0 |  | 0 |  | 0 |  | 0 |  | 0 |  | 0 |  | 0 |  | 0 |  |  | 0 | 0 | 0 |  |  | 0 | 0 | 0 | 0 | 0 | 0 | 0 | 0 | 0 | 0 | 0 | 0 | 0 | 0 | 0 | 0 | 0 | 0 | 0 | 0 | 0
0 | 0 |  |  |  | 0 | [11 empty] | 0 | 0 |  | 0 |  | 0 | [5 empty] | 0 |  | 0 |  | 0 |  | 0 |  | 0 |  | 0 |  | 0 |  | 0 |  |  | 0 | 0 | 0 |  |  | 0 | 0 | 0 | 0 | 0 | 0 | 0 | 0 | 0 | 0 | 0 | 0 | 0 | 0 | 0 | 0 | 0 | 0 | 0 | 0 | 0
0 | 0 |  |  |  | 0 | [11 empty] | 0 | 0 |  | 0 |  | 0 | [5 empty] | 0 |  | 0 |  | 0 |  | 0 |  | 0 |  | 0 |  | 0 |  | 0 |  |  | 0 | 0 | 0 |  |  | 0 | 0 | 0 | 0 | 0 | 0 | 0 | 0 | 0 | 0 | 0 | 0 | 0 | 0 | 0 | 0 | 0 | 0 | 0 | 0 | 0
0 | 0 |  |  |  | 0 | [11 empty] | 0 | 0 |  | 0 |  | 0 | [5 empty] | 0 |  | 0 |  | 0 |  | 0 |  | 0 |  | 0 |  | 0 |  | 0 |  |  | 0 | 0 | 0 |  |  | 0 | 0 | 0 | 0 | 0 | 0 | 0 | 0 | 0 | 0 | 0 | 0 | 0 | 0 | 0 | 0 | 0 | 0 | 0 | 0 | 0
0 | 0 |  |  |  | 0 | [11 empty] | 0 | 0 |  | 0 |  | 0 | [5 empty] | 0 |  | 0 |  | 0 |  | 0 |  | 0 |  | 0 |  | 0 |  | 0 |  |  | 0 | 0 | 0 |  |  | 0 | 0 | 0 | 0 | 0 | 0 | 0 | 0 | 0 | 0 | 0 | 0 | 0 | 0 | 0 | 0 | 0 | 0 | 0 | 0 | 0
0 | 0 |  |  |  | 0 | [11 empty] | 0 | 0 |  | 0 |  | 0 | [5 empty] | 0 |  | 0 |  | 0 |  | 0 |  | 0 |  | 0 |  | 0 |  | 0 |  |  | 0 | 0 | 0 |  |  | 0 | 0 | 0 | 0 | 0 | 0 | 0 | 0 | 0 | 0 | 0 | 0 | 0 | 0 | 0 | 0 | 0 | 0 | 0 | 0 | 0
0 | 0 |  |  |  | 0 | [11 empty] | 0 | 0 |  | 0 |  | 0 | [5 empty] | 0 |  | 0 |  | 0 |  | 0 |  | 0 |  | 0 |  | 0 |  | 0 |  |  | 0 | 0 | 0 |  |  | 0 | 0 | 0 | 0 | 0 | 0 | 0 | 0 | 0 | 0 | 0 | 0 | 0 | 0 | 0 | 0 | 0 | 0 | 0 | 0 | 0
0 | 0 |  |  |  | 0 | [11 empty] | 0 | 0 |  | 0 |  | 0 | [5 empty] | 0 |  | 0 |  | 0 |  | 0 |  | 0 |  | 0 |  | 0 |  | 0 |  |  | 0 | 0 | 0 |  |  | 0 | 0 | 0 | 0 | 0 | 0 | 0 | 0 | 0 | 0 | 0 | 0 | 0 | 0 | 0 | 0 | 0 | 0 | 0 | 0 | 0
0 | 0 |  |  |  | 0 | [11 empty] | 0 | 0 |  | 0 |  | 0 | [5 empty] | 0 |  | 0 |  | 0 |  | 0 |  | 0 |  | 0 |  | 0 |  | 0 |  |  | 0 | 0 | 0 |  |  | 0 | 0 | 0 | 0 | 0 | 0 | 0 | 0 | 0 | 0 | 0 | 0 | 0 | 0 | 0 | 0 | 0 | 0 | 0 | 0 | 0
0 | 0 |  |  |  | 0 | [11 empty] | 0 | 0 |  | 0 |  | 0 | [5 empty] | 0 |  | 0 |  | 0 |  | 0 |  | 0 |  | 0 |  | 0 |  | 0 |  |  | 0 | 0 | 0 |  |  | 0 | 0 | 0 | 0 | 0 | 0 | 0 | 0 | 0 | 0 | 0 | 0 | 0 | 0 | 0 | 0 | 0 | 0 | 0 | 0 | 0
0 | 0 |  |  |  | 0 | [11 empty] | 0 | 0 |  | 0 |  | 0 | [5 empty] | 0 |  | 0 |  | 0 |  | 0 |  | 0 |  | 0 |  | 0 |  | 0 |  |  | 0 | 0 | 0 |  |  | 0 | 0 | 0 | 0 | 0 | 0 | 0 | 0 | 0 | 0 | 0 | 0 | 0 | 0 | 0 | 0 | 0 | 0 | 0 | 0 | 0
0 | 0 |  |  |  | 0 | [11 empty] | 0 | 0 |  | 0 |  | 0 | [5 empty] | 0 |  | 0 |  | 0 |  | 0 |  | 0 |  | 0 |  | 0 |  | 0 |  |  | 0 | 0 | 0 |  |  | 0 | 0 | 0 | 0 | 0 | 0 | 0 | 0 | 0 | 0 | 0 | 0 | 0 | 0 | 0 | 0 | 0 | 0 | 0 | 0 | 0
0 | 0 |  |  |  | 0 | [11 empty] | 0 | 0 |  | 0 |  | 0 | [5 empty] | 0 |  | 0 |  | 0 |  | 0 |  | 0 |  | 0 |  | 0 |  | 0 |  |  | 0 | 0 | 0 |  |  | 0 | 0 | 0 | 0 | 0 | 0 | 0 | 0 | 0 | 0 | 0 | 0 | 0 | 0 | 0 | 0 | 0 | 0 | 0 | 0 | 0
0 | 0 |  |  |  | 0 | [11 empty] | 0 | 0 |  | 0 |  | 0 | [5 empty] | 0 |  | 0 |  | 0 |  | 0 |  | 0 |  | 0 |  | 0 |  | 0 |  |  | 0 | 0 | 0 |  |  | 0 | 0 | 0 | 0 | 0 | 0 | 0 | 0 | 0 | 0 | 0 | 0 | 0 | 0 | 0 | 0 | 0 | 0 | 0 | 0 | 0
0 | 0 |  |  |  | 0 | [11 empty] | 0 | 0 |  | 0 |  | 0 | [5 empty] | 0 |  | 0 |  | 0 |  | 0 |  | 0 |  | 0 |  | 0 |  | 0 |  |  | 0 | 0 | 0 |  |  | 0 | 0 | 0 | 0 | 0 | 0 | 0 | 0 | 0 | 0 | 0 | 0 | 0 | 0 | 0 | 0 | 0 | 0 | 0 | 0 | 0
0 | 0 |  |  |  | 0 | [11 empty] | 0 | 0 |  | 0 |  | 0 | [5 empty] | 0 |  | 0 |  | 0 |  | 0 |  | 0 |  | 0 |  | 0 |  | 0 |  |  | 0 | 0 | 0 |  |  | 0 | 0 | 0 | 0 | 0 | 0 | 0 | 0 | 0 | 0 | 0 | 0 | 0 | 0 | 0 | 0 | 0 | 0 | 0 | 0 | 0
0
[6 empty] | END |  | Total Price for Schedule 7 | [9 empty] | 0 |  | 0 |  | 0 | Baht |  | Baht |  | Baht |  | Baht |  | Baht |  |  | 0 | Baht |  | Baht |  | Baht |  | Baht |  |  |  |  | Baht | Baht |  |  | Baht | Baht | Baht | Baht | Baht | Baht | Baht | Baht | Baht | Baht | Baht | Baht | Baht | Baht | Baht | Baht | Baht | Baht | Baht | Baht | Baht | bar: 79 to 81
[18 empty] | 0 |  | 0 |  | 0 | [5 empty] | 0 |  | 0 |  | 0 |  | 0 |  | 0 |  | 0 |  | 0 |  | 0 |  |  |  | 0 | 0 |  |  | 0 | 0 | 0 | 0 | 0 | 0 | 0 | 0 | 0 | 0 | 0 | 0 | 0 | 0 | 0 | 0 | 0 | 0 | 0 | 0 | 0 | bar: 79 to 81
[18 empty] | 0 |  | 0 |  | 0 | [11 empty] | 0 | bar: 79 to 81
[18 empty] | 0 |  | 0 |  | 0 | [11 empty] | 0 | bar: 79 to 81
[18 empty] | 0 |  | 0 |  | 0 | [11 empty] | 0
[18 empty] | 0 |  | 0 |  | 0 | [11 empty] | 0
[18 empty] | 0 |  | 0 |  | 0 | [11 empty] | 0
[18 empty] | 0 |  | 0 |  | 0 | [11 empty] | 0
000000000000000000000000000000000000000
0000000000000000000000000000000000000000
000000000000000000000
[8 empty] | 0 | 0 |  |  |  |  | 0000000000000000000000000000000000000000000000000000000000000000000000000000000000000000000000000000
[8 empty] | 0 | 0
[8 empty] | 0 | 0
[8 empty] | 0 | 0
[8 empty] | 0 | 0
[8 empty] | 0 | 0
[8 empty] | 0 | 0
[8 empty] | 0 | 0
[8 empty] | 0 | 0
[8 empty] | 0 | 0
[8 empty] | 0 | 0
[8 empty] | 0 | 0
[8 empty] | 0 | 0
[8 empty] | 0 | 0
[8 empty] | 0 | 0
[8 empty] | 0 | 0
[8 empty] | 0 | 0
[8 empty] | 0 | 0
[8 empty] | 0 | 0
[8 empty] | 0 | 0
[8 empty] | 0 | 0
[8 empty] | 0 | 0
[8 empty] | 0 | 0
[8 empty] | 0 | 0
[8 empty] | 0 | 0
[8 empty] | 0 | 0
[8 empty] | 0 | 0
[8 empty] | 0 | 0
[8 empty] | 0 | 0
[8 empty] | 0 | 0
[8 empty] | 0 | 0
[8 empty] | 0 | 0
[8 empty] | 0 | 0
[8 empty] | 0 | 0
[8 empty] | 0 | 0
[8 empty] | 0 | 0
[8 empty] | 0 | 0
[8 empty] | 0 | 0
[8 empty] | 0 | 0
[8 empty] | 0 | 0
[8 empty] | 0 | 0
[8 empty] | 0 | 0
[8 empty] | 0 | 0
[8 empty] | 0 | 0
[8 empty] | 0 | 0
[8 empty] | 0 | 0
[8 empty] | 0 | 0
[8 empty] | 0 | 0
[8 empty] | 0 | 0
[8 empty] | 0 | 0
[8 empty] | 0 | 0
[8 empty] | 0 | 0
[8 empty] | 0 | 0
[8 empty] | 0 | 0
[8 empty] | 0 | 0
[8 empty] | 0 | 0
[8 empty] | 0 | 0
[8 empty] | 0 | 0
[8 empty] | 0 | 0
[8 empty] | 0 | 0
[8 empty] | 0 | 0
[8 empty] | 0 | 0
[8 empty] | 0 | 0
[8 empty] | 0 | 0
[8 empty] | 0 | 0
[8 empty] | 0 | 0
[8 empty] | 0 | 0
[8 empty] | 0 | 0
[8 empty] | 0 | 0
[8 empty] | 0 | 0
[8 empty] | 0 | 0
[8 empty] | 0 | 0
[8 empty] | 0 | 0
[8 empty] | 0 | 0
[8 empty] | 0 | 0
[8 empty] | 0 | 0
[8 empty] | 0 | 0
[8 empty] | 0 | 0
[8 empty] | 0 | 0
[8 empty] | 0 | 0
[8 empty] | 0 | 0
[8 empty] | 0 | 0
[8 empty] | 0 | 0
[8 empty] | 0 | 0
[8 empty] | 0 | 0
[8 empty] | 0 | 0
[8 empty] | 0 | 0
[8 empty] | 0 | 0
[8 empty] | 0 | 0
[8 empty] | 0 | 0
[8 empty] | 0 | 0
[8 empty] | 0 | 0
[8 empty] | 0 | 0
[8 empty] | 0 | 0
[8 empty] | 0 | 0
[8 empty] | 0 | 0
[8 empty] | 0 | 0
[8 empty] | 0 | 0
[8 empty] | 0 | 0
[8 empty] | 0 | 0

## Sch 8 (hidden)
INVITATION TO BID NO. TIEC-CR-13
Schedule 8 :
[77 empty] | 79 | 80 | 81 | 82 | 83 | 84 | 85 | 86 | 87 | 88 | 89 | 90 | 91 | 92 | 93 | 94 | 95 | 96 | 97 | 98 | 99 | 100 | 101 | 102 | 103 | 104 | 105 | 106 | 107 | 108 | 109 | 110 | 111 | 112 | 113 | 114 | 115 | 116 | 117 | 118 | 119 | 120 | 121 | 122 | 123 | 124 | 125 | 126 | 127 | 128
[8 empty] | SUPPLY OF CONTROL AND PROTECTION EQUIPMENT | [62 empty] | 72 | 73 | 75 | 76 | 77 | 78 | 82: Breakdown per Item :
[8 empty] | TRANSMISSION SYSTEM IMPROVEMENT PROJECT IN NORTHEASTERN, LOWER NORTHERN, CENTRAL REGIONS AND BANGKOK AREA TO ENHANCE SYSTEM SECURITY | [68 empty] | 82: Schedule :
System :
Job No. | Substation | Delivery Required by EGAT |  |  |  | Material group | Code No. | Item No. | Description | Short Description | Drawing No. / Reference No. | Qty. | Unit | Currency | Supply of Equipment |  |  |  | Supply of Equipment |  | Supply of Equipment |  | Supply of Equipment |  |  |  | Supply of Equipment |  | Supply of Equipment |  | Supply of Equipment |  | Foreign Currency |  | Local Currency |  | Local Transportation |  | Local Transportation, Construction and Installation |  | Purchase Price Offered for Dismantled Equipment |  | Plant |  | UOM | [25 empty] | Irrelevant | Incoterm | Account Assignment | Cost Object | Fund Center |  | 105: CFR Thai Port; 107: CIF Thai Port; 109: DDP EGAT 's Store; 111: Local Transportation; 113: Custom Clearance; 115: DDP EGAT 's Store; 117: Ex-works Price; 119: Local Transportation; 121: Foreign Currency; 123: Local Currency; 125: Local Transportation to EGAT 's Store; 127: Local Transportation, Construction and Installation | Long Description | Short Description
|  | (with in months after receipt of the notification of award) | [12 empty] | Foreign Supply |  |  |  | Foreign Supply |  | Foreign Supply |  | Foreign Supply | [5 empty] | Local Supply |  | Local Supply | [16 empty] | Preference | % Import Duty | Preference | CFR Price | CIF Price | Foreign Currency | Ex-works Price | Local Currency | Local Transportation | Local Transportation, | Marine Insurance Price | Customs Clearance | Import Duty Price | VAT for Imported Equipment | VAT for Import Duty | VAT for | VAT for Ex-works Price | VAT for | VAT for | VAT for Transportation, Construction and Installation | Foreign | Local | Evaluation Price | [6 empty] | 115: ( excluding VAT ); 117: ( excluding VAT )
[5 empty] | Completion Date | [9 empty] | FOB Vessel | Cost of | CFR Thai Port |  | CIF Thai Port |  | DDP EGAT 's Store |  | Local Transportation |  | Custom Clearance |  | DDP EGAT 's Store |  | Ex-works Price |  | Local Transportation | [12 empty] | Breakdown tab |  | Proposed Price | Evaluation Price | Status | [7 empty] | to EGAT 's Store | Construction and | [5 empty] | Foreign Currency |  | Local Currency | Local Transportation |  | Price Adjustment | Price Adjustment | [7 empty] | 104: Incoterm; 105: CFR; 107: CIF; 109: DDP; 111: ZTF; 113: ZCC; 115: DDP; 117: EXW; 119: ZTL; 125: ZTT; 127: ZCN
|  | CFR Thai Port | DDP or EGAT's Store | Ex-works | [11 empty] | Transportation | [10 empty] | ( excluding VAT ) |  | ( excluding VAT ) |  | ( excluding VAT ) |  | ( excluding VAT ) |  | ( excluding VAT ) |  | ( excluding VAT ) |  | ( excluding VAT ) |  | ( including VAT ) | [15 empty] | Installation | [%Insure(110%(CFR))] | [%Custom(CIF)] | [%Import Duty(CIF)] | [ %VAT(CFR/CIF) ] | [ %VAT( Import Duty) ] | [ %VAT(Foreign Currency) ] | [ %VAT(Ex-works Price) ] | [ %VAT(Local Currency) ] | to EGAT 's Store | [10 empty] | 104: Material group; 111: SV-TRN-MT; 113: SV-CTM; 119: SV-TRN-MT; 125: SV-TRN-MT; 127: SV-CVL
[16 empty] | to Thai Port | [6 empty] | Baht |  | Baht |  | Baht |  | Baht |  | Baht |  |  |  | Baht |  | Baht |  | Baht |  | Baht |  |  |  |  | Baht | Baht |  |  | Baht | Baht | Baht | Baht | Baht | Baht | Baht | Baht | Baht | Baht | Baht | Baht | Baht | Baht | Baht | Baht | Baht | Baht | Baht | Baht | Baht
|  | (month) | (month) | (month) | (month) | [9 empty] | Unit Price | Unit Price | Unit Price | Amount | Unit Price | Amount | Unit Price | Amount | Unit Price | Amount | Unit Price | Amount | Unit Price | Amount | Unit Price | Amount | Unit Price | Amount | Unit Price | Amount | Unit Price | Amount | Unit Price | Amount | Unit Price | Amount | Unit Price | Amount | [5 empty] | (Y/N) | (IPDTY) | (PRF) | (CFR) | (CIF) | (FC) | (EW) | (LC) | (LT) | (TCI) | (MI) | (CC) | ( IDP) | (VATIE) | (VATID) | (VATFC) | (VATEW) | (VATLC) | (VATLT) | (VATTCI) | (FPA) | (LPA) | (EVAPR)
0 | 0 |  |  |  | 0 | [11 empty] | 0 | 0 |  | 0 |  | 0 | [5 empty] | 0 |  | 0 |  | 0 |  | 0 |  | 0 |  | 0 |  | 0 |  | 0 |  |  | 0 | 0 | 0 |  |  | 0 | 0 | 0 | 0 | 0 | 0 | 0 | 0 | 0 | 0 | 0 | 0 | 0 | 0 | 0 | 0 | 0 | 0 | 0 | 0 | 0
0 | 0 |  |  |  | 0 | [11 empty] | 0 | 0 |  | 0 |  | 0 | [5 empty] | 0 |  | 0 |  | 0 |  | 0 |  | 0 |  | 0 |  | 0 |  | 0 |  |  | 0 | 0 | 0 |  |  | 0 | 0 | 0 | 0 | 0 | 0 | 0 | 0 | 0 | 0 | 0 | 0 | 0 | 0 | 0 | 0 | 0 | 0 | 0 | 0 | 0
0 | 0 |  |  |  | 0 | [11 empty] | 0 | 0 |  | 0 |  | 0 | [5 empty] | 0 |  | 0 |  | 0 |  | 0 |  | 0 |  | 0 |  | 0 |  | 0 |  |  | 0 | 0 | 0 |  |  | 0 | 0 | 0 | 0 | 0 | 0 | 0 | 0 | 0 | 0 | 0 | 0 | 0 | 0 | 0 | 0 | 0 | 0 | 0 | 0 | 0
0 | 0 |  |  |  | 0 | [11 empty] | 0 | 0 |  | 0 |  | 0 | [5 empty] | 0 |  | 0 |  | 0 |  | 0 |  | 0 |  | 0 |  | 0 |  | 0 |  |  | 0 | 0 | 0 |  |  | 0 | 0 | 0 | 0 | 0 | 0 | 0 | 0 | 0 | 0 | 0 | 0 | 0 | 0 | 0 | 0 | 0 | 0 | 0 | 0 | 0
0 | 0 |  |  |  | 0 | [11 empty] | 0 | 0 |  | 0 |  | 0 | [5 empty] | 0 |  | 0 |  | 0 |  | 0 |  | 0 |  | 0 |  | 0 |  | 0 |  |  | 0 | 0 | 0 |  |  | 0 | 0 | 0 | 0 | 0 | 0 | 0 | 0 | 0 | 0 | 0 | 0 | 0 | 0 | 0 | 0 | 0 | 0 | 0 | 0 | 0
0 | 0 |  |  |  | 0 | [11 empty] | 0 | 0 |  | 0 |  | 0 | [5 empty] | 0 |  | 0 |  | 0 |  | 0 |  | 0 |  | 0 |  | 0 |  | 0 |  |  | 0 | 0 | 0 |  |  | 0 | 0 | 0 | 0 | 0 | 0 | 0 | 0 | 0 | 0 | 0 | 0 | 0 | 0 | 0 | 0 | 0 | 0 | 0 | 0 | 0
0 | 0 |  |  |  | 0 | [11 empty] | 0 | 0 |  | 0 |  | 0 | [5 empty] | 0 |  | 0 |  | 0 |  | 0 |  | 0 |  | 0 |  | 0 |  | 0 |  |  | 0 | 0 | 0 |  |  | 0 | 0 | 0 | 0 | 0 | 0 | 0 | 0 | 0 | 0 | 0 | 0 | 0 | 0 | 0 | 0 | 0 | 0 | 0 | 0 | 0
0 | 0 |  |  |  | 0 | [11 empty] | 0 | 0 |  | 0 |  | 0 | [5 empty] | 0 |  | 0 |  | 0 |  | 0 |  | 0 |  | 0 |  | 0 |  | 0 |  |  | 0 | 0 | 0 |  |  | 0 | 0 | 0 | 0 | 0 | 0 | 0 | 0 | 0 | 0 | 0 | 0 | 0 | 0 | 0 | 0 | 0 | 0 | 0 | 0 | 0
0 | 0 |  |  |  | 0 | [11 empty] | 0 | 0 |  | 0 |  | 0 | [5 empty] | 0 |  | 0 |  | 0 |  | 0 |  | 0 |  | 0 |  | 0 |  | 0 |  |  | 0 | 0 | 0 |  |  | 0 | 0 | 0 | 0 | 0 | 0 | 0 | 0 | 0 | 0 | 0 | 0 | 0 | 0 | 0 | 0 | 0 | 0 | 0 | 0 | 0
0 | 0 |  |  |  | 0 | [11 empty] | 0 | 0 |  | 0 |  | 0 | [5 empty] | 0 |  | 0 |  | 0 |  | 0 |  | 0 |  | 0 |  | 0 |  | 0 |  |  | 0 | 0 | 0 |  |  | 0 | 0 | 0 | 0 | 0 | 0 | 0 | 0 | 0 | 0 | 0 | 0 | 0 | 0 | 0 | 0 | 0 | 0 | 0 | 0 | 0
0 | 0 |  |  |  | 0 | [11 empty] | 0 | 0 |  | 0 |  | 0 | [5 empty] | 0 |  | 0 |  | 0 |  | 0 |  | 0 |  | 0 |  | 0 |  | 0 |  |  | 0 | 0 | 0 |  |  | 0 | 0 | 0 | 0 | 0 | 0 | 0 | 0 | 0 | 0 | 0 | 0 | 0 | 0 | 0 | 0 | 0 | 0 | 0 | 0 | 0
0 | 0 |  |  |  | 0 | [11 empty] | 0 | 0 |  | 0 |  | 0 | [5 empty] | 0 |  | 0 |  | 0 |  | 0 |  | 0 |  | 0 |  | 0 |  | 0 |  |  | 0 | 0 | 0 |  |  | 0 | 0 | 0 | 0 | 0 | 0 | 0 | 0 | 0 | 0 | 0 | 0 | 0 | 0 | 0 | 0 | 0 | 0 | 0 | 0 | 0
0 | 0 |  |  |  | 0 | [11 empty] | 0 | 0 |  | 0 |  | 0 | [5 empty] | 0 |  | 0 |  | 0 |  | 0 |  | 0 |  | 0 |  | 0 |  | 0 |  |  | 0 | 0 | 0 |  |  | 0 | 0 | 0 | 0 | 0 | 0 | 0 | 0 | 0 | 0 | 0 | 0 | 0 | 0 | 0 | 0 | 0 | 0 | 0 | 0 | 0
0 | 0 |  |  |  | 0 | [11 empty] | 0 | 0 |  | 0 |  | 0 | [5 empty] | 0 |  | 0 |  | 0 |  | 0 |  | 0 |  | 0 |  | 0 |  | 0 |  |  | 0 | 0 | 0 |  |  | 0 | 0 | 0 | 0 | 0 | 0 | 0 | 0 | 0 | 0 | 0 | 0 | 0 | 0 | 0 | 0 | 0 | 0 | 0 | 0 | 0
0 | 0 |  |  |  | 0 | [11 empty] | 0 | 0 |  | 0 |  | 0 | [5 empty] | 0 |  | 0 |  | 0 |  | 0 |  | 0 |  | 0 |  | 0 |  | 0 |  |  | 0 | 0 | 0 |  |  | 0 | 0 | 0 | 0 | 0 | 0 | 0 | 0 | 0 | 0 | 0 | 0 | 0 | 0 | 0 | 0 | 0 | 0 | 0 | 0 | 0
0 | 0 |  |  |  | 0 | [11 empty] | 0 | 0 |  | 0 |  | 0 | [5 empty] | 0 |  | 0 |  | 0 |  | 0 |  | 0 |  | 0 |  | 0 |  | 0 |  |  | 0 | 0 | 0 |  |  | 0 | 0 | 0 | 0 | 0 | 0 | 0 | 0 | 0 | 0 | 0 | 0 | 0 | 0 | 0 | 0 | 0 | 0 | 0 | 0 | 0
0 | 0 |  |  |  | 0 | [11 empty] | 0 | 0 |  | 0 |  | 0 | [5 empty] | 0 |  | 0 |  | 0 |  | 0 |  | 0 |  | 0 |  | 0 |  | 0 |  |  | 0 | 0 | 0 |  |  | 0 | 0 | 0 | 0 | 0 | 0 | 0 | 0 | 0 | 0 | 0 | 0 | 0 | 0 | 0 | 0 | 0 | 0 | 0 | 0 | 0
0 | 0 |  |  |  | 0 | [11 empty] | 0 | 0 |  | 0 |  | 0 | [5 empty] | 0 |  | 0 |  | 0 |  | 0 |  | 0 |  | 0 |  | 0 |  | 0 |  |  | 0 | 0 | 0 |  |  | 0 | 0 | 0 | 0 | 0 | 0 | 0 | 0 | 0 | 0 | 0 | 0 | 0 | 0 | 0 | 0 | 0 | 0 | 0 | 0 | 0
0 | 0 |  |  |  | 0 | [11 empty] | 0 | 0 |  | 0 |  | 0 | [5 empty] | 0 |  | 0 |  | 0 |  | 0 |  | 0 |  | 0 |  | 0 |  | 0 |  |  | 0 | 0 | 0 |  |  | 0 | 0 | 0 | 0 | 0 | 0 | 0 | 0 | 0 | 0 | 0 | 0 | 0 | 0 | 0 | 0 | 0 | 0 | 0 | 0 | 0
0 | 0 |  |  |  | 0 | [11 empty] | 0 | 0 |  | 0 |  | 0 | [5 empty] | 0 |  | 0 |  | 0 |  | 0 |  | 0 |  | 0 |  | 0 |  | 0 |  |  | 0 | 0 | 0 |  |  | 0 | 0 | 0 | 0 | 0 | 0 | 0 | 0 | 0 | 0 | 0 | 0 | 0 | 0 | 0 | 0 | 0 | 0 | 0 | 0 | 0
0 | 0 |  |  |  | 0 | [11 empty] | 0 | 0 |  | 0 |  | 0 | [5 empty] | 0 |  | 0 |  | 0 |  | 0 |  | 0 |  | 0 |  | 0 |  | 0 |  |  | 0 | 0 | 0 |  |  | 0 | 0 | 0 | 0 | 0 | 0 | 0 | 0 | 0 | 0 | 0 | 0 | 0 | 0 | 0 | 0 | 0 | 0 | 0 | 0 | 0
0 | 0 |  |  |  | 0 | [11 empty] | 0 | 0 |  | 0 |  | 0 | [5 empty] | 0 |  | 0 |  | 0 |  | 0 |  | 0 |  | 0 |  | 0 |  | 0 |  |  | 0 | 0 | 0 |  |  | 0 | 0 | 0 | 0 | 0 | 0 | 0 | 0 | 0 | 0 | 0 | 0 | 0 | 0 | 0 | 0 | 0 | 0 | 0 | 0 | 0
0 | 0 |  |  |  | 0 | [11 empty] | 0 | 0 |  | 0 |  | 0 | [5 empty] | 0 |  | 0 |  | 0 |  | 0 |  | 0 |  | 0 |  | 0 |  | 0 |  |  | 0 | 0 | 0 |  |  | 0 | 0 | 0 | 0 | 0 | 0 | 0 | 0 | 0 | 0 | 0 | 0 | 0 | 0 | 0 | 0 | 0 | 0 | 0 | 0 | 0
0 | 0 |  |  |  | 0 | [11 empty] | 0 | 0 |  | 0 |  | 0 | [5 empty] | 0 |  | 0 |  | 0 |  | 0 |  | 0 |  | 0 |  | 0 |  | 0 |  |  | 0 | 0 | 0 |  |  | 0 | 0 | 0 | 0 | 0 | 0 | 0 | 0 | 0 | 0 | 0 | 0 | 0 | 0 | 0 | 0 | 0 | 0 | 0 | 0 | 0
0 | 0 |  |  |  | 0 | [11 empty] | 0 | 0 |  | 0 |  | 0 | [5 empty] | 0 |  | 0 |  | 0 |  | 0 |  | 0 |  | 0 |  | 0 |  | 0 |  |  | 0 | 0 | 0 |  |  | 0 | 0 | 0 | 0 | 0 | 0 | 0 | 0 | 0 | 0 | 0 | 0 | 0 | 0 | 0 | 0 | 0 | 0 | 0 | 0 | 0
0 | 0 |  |  |  | 0 | [11 empty] | 0 | 0 |  | 0 |  | 0 | [5 empty] | 0 |  | 0 |  | 0 |  | 0 |  | 0 |  | 0 |  | 0 |  | 0 |  |  | 0 | 0 | 0 |  |  | 0 | 0 | 0 | 0 | 0 | 0 | 0 | 0 | 0 | 0 | 0 | 0 | 0 | 0 | 0 | 0 | 0 | 0 | 0 | 0 | 0
0 | 0 |  |  |  | 0 | [11 empty] | 0 | 0 |  | 0 |  | 0 | [5 empty] | 0 |  | 0 |  | 0 |  | 0 |  | 0 |  | 0 |  | 0 |  | 0 |  |  | 0 | 0 | 0 |  |  | 0 | 0 | 0 | 0 | 0 | 0 | 0 | 0 | 0 | 0 | 0 | 0 | 0 | 0 | 0 | 0 | 0 | 0 | 0 | 0 | 0
0 | 0 |  |  |  | 0 | [11 empty] | 0 | 0 |  | 0 |  | 0 | [5 empty] | 0 |  | 0 |  | 0 |  | 0 |  | 0 |  | 0 |  | 0 |  | 0 |  |  | 0 | 0 | 0 |  |  | 0 | 0 | 0 | 0 | 0 | 0 | 0 | 0 | 0 | 0 | 0 | 0 | 0 | 0 | 0 | 0 | 0 | 0 | 0 | 0 | 0
0 | 0 |  |  |  | 0 | [11 empty] | 0 | 0 |  | 0 |  | 0 | [5 empty] | 0 |  | 0 |  | 0 |  | 0 |  | 0 |  | 0 |  | 0 |  | 0 |  |  | 0 | 0 | 0 |  |  | 0 | 0 | 0 | 0 | 0 | 0 | 0 | 0 | 0 | 0 | 0 | 0 | 0 | 0 | 0 | 0 | 0 | 0 | 0 | 0 | 0
0 | 0 |  |  |  | 0 | [11 empty] | 0 | 0 |  | 0 |  | 0 | [5 empty] | 0 |  | 0 |  | 0 |  | 0 |  | 0 |  | 0 |  | 0 |  | 0 |  |  | 0 | 0 | 0 |  |  | 0 | 0 | 0 | 0 | 0 | 0 | 0 | 0 | 0 | 0 | 0 | 0 | 0 | 0 | 0 | 0 | 0 | 0 | 0 | 0 | 0
0 | 0 |  |  |  | 0 | [11 empty] | 0 | 0 |  | 0 |  | 0 | [5 empty] | 0 |  | 0 |  | 0 |  | 0 |  | 0 |  | 0 |  | 0 |  | 0 |  |  | 0 | 0 | 0 |  |  | 0 | 0 | 0 | 0 | 0 | 0 | 0 | 0 | 0 | 0 | 0 | 0 | 0 | 0 | 0 | 0 | 0 | 0 | 0 | 0 | 0
0 | 0 |  |  |  | 0 | [11 empty] | 0 | 0 |  | 0 |  | 0 | [5 empty] | 0 |  | 0 |  | 0 |  | 0 |  | 0 |  | 0 |  | 0 |  | 0 |  |  | 0 | 0 | 0 |  |  | 0 | 0 | 0 | 0 | 0 | 0 | 0 | 0 | 0 | 0 | 0 | 0 | 0 | 0 | 0 | 0 | 0 | 0 | 0 | 0 | 0
0 | 0 |  |  |  | 0 | [11 empty] | 0 | 0 |  | 0 |  | 0 | [5 empty] | 0 |  | 0 |  | 0 |  | 0 |  | 0 |  | 0 |  | 0 |  | 0 |  |  | 0 | 0 | 0 |  |  | 0 | 0 | 0 | 0 | 0 | 0 | 0 | 0 | 0 | 0 | 0 | 0 | 0 | 0 | 0 | 0 | 0 | 0 | 0 | 0 | 0
0 | 0 |  |  |  | 0 | [11 empty] | 0 | 0 |  | 0 |  | 0 | [5 empty] | 0 |  | 0 |  | 0 |  | 0 |  | 0 |  | 0 |  | 0 |  | 0 |  |  | 0 | 0 | 0 |  |  | 0 | 0 | 0 | 0 | 0 | 0 | 0 | 0 | 0 | 0 | 0 | 0 | 0 | 0 | 0 | 0 | 0 | 0 | 0 | 0 | 0
0 | 0 |  |  |  | 0 | [11 empty] | 0 | 0 |  | 0 |  | 0 | [5 empty] | 0 |  | 0 |  | 0 |  | 0 |  | 0 |  | 0 |  | 0 |  | 0 |  |  | 0 | 0 | 0 |  |  | 0 | 0 | 0 | 0 | 0 | 0 | 0 | 0 | 0 | 0 | 0 | 0 | 0 | 0 | 0 | 0 | 0 | 0 | 0 | 0 | 0
0 | 0 |  |  |  | 0 | [11 empty] | 0 | 0 |  | 0 |  | 0 | [5 empty] | 0 |  | 0 |  | 0 |  | 0 |  | 0 |  | 0 |  | 0 |  | 0 |  |  | 0 | 0 | 0 |  |  | 0 | 0 | 0 | 0 | 0 | 0 | 0 | 0 | 0 | 0 | 0 | 0 | 0 | 0 | 0 | 0 | 0 | 0 | 0 | 0 | 0
0 | 0 |  |  |  | 0 | [11 empty] | 0 | 0 |  | 0 |  | 0 | [5 empty] | 0 |  | 0 |  | 0 |  | 0 |  | 0 |  | 0 |  | 0 |  | 0 |  |  | 0 | 0 | 0 |  |  | 0 | 0 | 0 | 0 | 0 | 0 | 0 | 0 | 0 | 0 | 0 | 0 | 0 | 0 | 0 | 0 | 0 | 0 | 0 | 0 | 0
0 | 0 |  |  |  | 0 | [11 empty] | 0 | 0 |  | 0 |  | 0 | [5 empty] | 0 |  | 0 |  | 0 |  | 0 |  | 0 |  | 0 |  | 0 |  | 0 |  |  | 0 | 0 | 0 |  |  | 0 | 0 | 0 | 0 | 0 | 0 | 0 | 0 | 0 | 0 | 0 | 0 | 0 | 0 | 0 | 0 | 0 | 0 | 0 | 0 | 0
0 | 0 |  |  |  | 0 | [11 empty] | 0 | 0 |  | 0 |  | 0 | [5 empty] | 0 |  | 0 |  | 0 |  | 0 |  | 0 |  | 0 |  | 0 |  | 0 |  |  | 0 | 0 | 0 |  |  | 0 | 0 | 0 | 0 | 0 | 0 | 0 | 0 | 0 | 0 | 0 | 0 | 0 | 0 | 0 | 0 | 0 | 0 | 0 | 0 | 0
0 | 0 |  |  |  | 0 | [11 empty] | 0 | 0 |  | 0 |  | 0 | [5 empty] | 0 |  | 0 |  | 0 |  | 0 |  | 0 |  | 0 |  | 0 |  | 0 |  |  | 0 | 0 | 0 |  |  | 0 | 0 | 0 | 0 | 0 | 0 | 0 | 0 | 0 | 0 | 0 | 0 | 0 | 0 | 0 | 0 | 0 | 0 | 0 | 0 | 0
0 | 0 |  |  |  | 0 | [11 empty] | 0 | 0 |  | 0 |  | 0 | [5 empty] | 0 |  | 0 |  | 0 |  | 0 |  | 0 |  | 0 |  | 0 |  | 0 |  |  | 0 | 0 | 0 |  |  | 0 | 0 | 0 | 0 | 0 | 0 | 0 | 0 | 0 | 0 | 0 | 0 | 0 | 0 | 0 | 0 | 0 | 0 | 0 | 0 | 0
0 | 0 |  |  |  | 0 | [11 empty] | 0 | 0 |  | 0 |  | 0 | [5 empty] | 0 |  | 0 |  | 0 |  | 0 |  | 0 |  | 0 |  | 0 |  | 0 |  |  | 0 | 0 | 0 |  |  | 0 | 0 | 0 | 0 | 0 | 0 | 0 | 0 | 0 | 0 | 0 | 0 | 0 | 0 | 0 | 0 | 0 | 0 | 0 | 0 | 0
0 | 0 |  |  |  | 0 | [11 empty] | 0 | 0 |  | 0 |  | 0 | [5 empty] | 0 |  | 0 |  | 0 |  | 0 |  | 0 |  | 0 |  | 0 |  | 0 |  |  | 0 | 0 | 0 |  |  | 0 | 0 | 0 | 0 | 0 | 0 | 0 | 0 | 0 | 0 | 0 | 0 | 0 | 0 | 0 | 0 | 0 | 0 | 0 | 0 | 0
0 | 0 |  |  |  | 0 | [11 empty] | 0 | 0 |  | 0 |  | 0 | [5 empty] | 0 |  | 0 |  | 0 |  | 0 |  | 0 |  | 0 |  | 0 |  | 0 |  |  | 0 | 0 | 0 |  |  | 0 | 0 | 0 | 0 | 0 | 0 | 0 | 0 | 0 | 0 | 0 | 0 | 0 | 0 | 0 | 0 | 0 | 0 | 0 | 0 | 0
0 | 0 |  |  |  | 0 | [11 empty] | 0 | 0 |  | 0 |  | 0 | [5 empty] | 0 |  | 0 |  | 0 |  | 0 |  | 0 |  | 0 |  | 0 |  | 0 |  |  | 0 | 0 | 0 |  |  | 0 | 0 | 0 | 0 | 0 | 0 | 0 | 0 | 0 | 0 | 0 | 0 | 0 | 0 | 0 | 0 | 0 | 0 | 0 | 0 | 0
0 | 0 |  |  |  | 0 | [11 empty] | 0 | 0 |  | 0 |  | 0 | [5 empty] | 0 |  | 0 |  | 0 |  | 0 |  | 0 |  | 0 |  | 0 |  | 0 |  |  | 0 | 0 | 0 |  |  | 0 | 0 | 0 | 0 | 0 | 0 | 0 | 0 | 0 | 0 | 0 | 0 | 0 | 0 | 0 | 0 | 0 | 0 | 0 | 0 | 0
0 | 0 |  |  |  | 0 | [11 empty] | 0 | 0 |  | 0 |  | 0 | [5 empty] | 0 |  | 0 |  | 0 |  | 0 |  | 0 |  | 0 |  | 0 |  | 0 |  |  | 0 | 0 | 0 |  |  | 0 | 0 | 0 | 0 | 0 | 0 | 0 | 0 | 0 | 0 | 0 | 0 | 0 | 0 | 0 | 0 | 0 | 0 | 0 | 0 | 0
0 | 0 |  |  |  | 0 | [11 empty] | 0 | 0 |  | 0 |  | 0 | [5 empty] | 0 |  | 0 |  | 0 |  | 0 |  | 0 |  | 0 |  | 0 |  | 0 |  |  | 0 | 0 | 0 |  |  | 0 | 0 | 0 | 0 | 0 | 0 | 0 | 0 | 0 | 0 | 0 | 0 | 0 | 0 | 0 | 0 | 0 | 0 | 0 | 0 | 0
0 | 0 |  |  |  | 0 | [11 empty] | 0 | 0 |  | 0 |  | 0 | [5 empty] | 0 |  | 0 |  | 0 |  | 0 |  | 0 |  | 0 |  | 0 |  | 0 |  |  | 0 | 0 | 0 |  |  | 0 | 0 | 0 | 0 | 0 | 0 | 0 | 0 | 0 | 0 | 0 | 0 | 0 | 0 | 0 | 0 | 0 | 0 | 0 | 0 | 0
0 | 0 |  |  |  | 0 | [11 empty] | 0 | 0 |  | 0 |  | 0 | [5 empty] | 0 |  | 0 |  | 0 |  | 0 |  | 0 |  | 0 |  | 0 |  | 0 |  |  | 0 | 0 | 0 |  |  | 0 | 0 | 0 | 0 | 0 | 0 | 0 | 0 | 0 | 0 | 0 | 0 | 0 | 0 | 0 | 0 | 0 | 0 | 0 | 0 | 0
0 | 0 |  |  |  | 0 | [11 empty] | 0 | 0 |  | 0 |  | 0 | [5 empty] | 0 |  | 0 |  | 0 |  | 0 |  | 0 |  | 0 |  | 0 |  | 0 |  |  | 0 | 0 | 0 |  |  | 0 | 0 | 0 | 0 | 0 | 0 | 0 | 0 | 0 | 0 | 0 | 0 | 0 | 0 | 0 | 0 | 0 | 0 | 0 | 0 | 0
0 | 0 |  |  |  | 0 | [11 empty] | 0 | 0 |  | 0 |  | 0 | [5 empty] | 0 |  | 0 |  | 0 |  | 0 |  | 0 |  | 0 |  | 0 |  | 0 |  |  | 0 | 0 | 0 |  |  | 0 | 0 | 0 | 0 | 0 | 0 | 0 | 0 | 0 | 0 | 0 | 0 | 0 | 0 | 0 | 0 | 0 | 0 | 0 | 0 | 0
0 | 0 |  |  |  | 0 | [11 empty] | 0 | 0 |  | 0 |  | 0 | [5 empty] | 0 |  | 0 |  | 0 |  | 0 |  | 0 |  | 0 |  | 0 |  | 0 |  |  | 0 | 0 | 0 |  |  | 0 | 0 | 0 | 0 | 0 | 0 | 0 | 0 | 0 | 0 | 0 | 0 | 0 | 0 | 0 | 0 | 0 | 0 | 0 | 0 | 0
0 | 0 |  |  |  | 0 | [11 empty] | 0 | 0 |  | 0 |  | 0 | [5 empty] | 0 |  | 0 |  | 0 |  | 0 |  | 0 |  | 0 |  | 0 |  | 0 |  |  | 0 | 0 | 0 |  |  | 0 | 0 | 0 | 0 | 0 | 0 | 0 | 0 | 0 | 0 | 0 | 0 | 0 | 0 | 0 | 0 | 0 | 0 | 0 | 0 | 0
0 | 0 |  |  |  | 0 | [11 empty] | 0 | 0 |  | 0 |  | 0 | [5 empty] | 0 |  | 0 |  | 0 |  | 0 |  | 0 |  | 0 |  | 0 |  | 0 |  |  | 0 | 0 | 0 |  |  | 0 | 0 | 0 | 0 | 0 | 0 | 0 | 0 | 0 | 0 | 0 | 0 | 0 | 0 | 0 | 0 | 0 | 0 | 0 | 0 | 0
0 | 0 |  |  |  | 0 | [11 empty] | 0 | 0 |  | 0 |  | 0 | [5 empty] | 0 |  | 0 |  | 0 |  | 0 |  | 0 |  | 0 |  | 0 |  | 0 |  |  | 0 | 0 | 0 |  |  | 0 | 0 | 0 | 0 | 0 | 0 | 0 | 0 | 0 | 0 | 0 | 0 | 0 | 0 | 0 | 0 | 0 | 0 | 0 | 0 | 0
0 | 0 |  |  |  | 0 | [11 empty] | 0 | 0 |  | 0 |  | 0 | [5 empty] | 0 |  | 0 |  | 0 |  | 0 |  | 0 |  | 0 |  | 0 |  | 0 |  |  | 0 | 0 | 0 |  |  | 0 | 0 | 0 | 0 | 0 | 0 | 0 | 0 | 0 | 0 | 0 | 0 | 0 | 0 | 0 | 0 | 0 | 0 | 0 | 0 | 0
0 | 0 |  |  |  | 0 | [11 empty] | 0 | 0 |  | 0 |  | 0 | [5 empty] | 0 |  | 0 |  | 0 |  | 0 |  | 0 |  | 0 |  | 0 |  | 0 |  |  | 0 | 0 | 0 |  |  | 0 | 0 | 0 | 0 | 0 | 0 | 0 | 0 | 0 | 0 | 0 | 0 | 0 | 0 | 0 | 0 | 0 | 0 | 0 | 0 | 0
0 | 0 |  |  |  | 0 | [11 empty] | 0 | 0 |  | 0 |  | 0 | [5 empty] | 0 |  | 0 |  | 0 |  | 0 |  | 0 |  | 0 |  | 0 |  | 0 |  |  | 0 | 0 | 0 |  |  | 0 | 0 | 0 | 0 | 0 | 0 | 0 | 0 | 0 | 0 | 0 | 0 | 0 | 0 | 0 | 0 | 0 | 0 | 0 | 0 | 0
0 | 0 |  |  |  | 0 | [11 empty] | 0 | 0 |  | 0 |  | 0 | [5 empty] | 0 |  | 0 |  | 0 |  | 0 |  | 0 |  | 0 |  | 0 |  | 0 |  |  | 0 | 0 | 0 |  |  | 0 | 0 | 0 | 0 | 0 | 0 | 0 | 0 | 0 | 0 | 0 | 0 | 0 | 0 | 0 | 0 | 0 | 0 | 0 | 0 | 0
0 | 0 |  |  |  | 0 | [11 empty] | 0 | 0 |  | 0 |  | 0 | [5 empty] | 0 |  | 0 |  | 0 |  | 0 |  | 0 |  | 0 |  | 0 |  | 0 |  |  | 0 | 0 | 0 |  |  | 0 | 0 | 0 | 0 | 0 | 0 | 0 | 0 | 0 | 0 | 0 | 0 | 0 | 0 | 0 | 0 | 0 | 0 | 0 | 0 | 0
0 | 0 |  |  |  | 0 | [11 empty] | 0 | 0 |  | 0 |  | 0 | [5 empty] | 0 |  | 0 |  | 0 |  | 0 |  | 0 |  | 0 |  | 0 |  | 0 |  |  | 0 | 0 | 0 |  |  | 0 | 0 | 0 | 0 | 0 | 0 | 0 | 0 | 0 | 0 | 0 | 0 | 0 | 0 | 0 | 0 | 0 | 0 | 0 | 0 | 0
0 | 0 |  |  |  | 0 | [11 empty] | 0 | 0 |  | 0 |  | 0 | [5 empty] | 0 |  | 0 |  | 0 |  | 0 |  | 0 |  | 0 |  | 0 |  | 0 |  |  | 0 | 0 | 0 |  |  | 0 | 0 | 0 | 0 | 0 | 0 | 0 | 0 | 0 | 0 | 0 | 0 | 0 | 0 | 0 | 0 | 0 | 0 | 0 | 0 | 0
0 | 0 |  |  |  | 0 | [11 empty] | 0 | 0 |  | 0 |  | 0 | [5 empty] | 0 |  | 0 |  | 0 |  | 0 |  | 0 |  | 0 |  | 0 |  | 0 |  |  | 0 | 0 | 0 |  |  | 0 | 0 | 0 | 0 | 0 | 0 | 0 | 0 | 0 | 0 | 0 | 0 | 0 | 0 | 0 | 0 | 0 | 0 | 0 | 0 | 0
0 | 0 |  |  |  | 0 | [11 empty] | 0 | 0 |  | 0 |  | 0 | [5 empty] | 0 |  | 0 |  | 0 |  | 0 |  | 0 |  | 0 |  | 0 |  | 0 |  |  | 0 | 0 | 0 |  |  | 0 | 0 | 0 | 0 | 0 | 0 | 0 | 0 | 0 | 0 | 0 | 0 | 0 | 0 | 0 | 0 | 0 | 0 | 0 | 0 | 0
0 | 0 |  |  |  | 0 | [11 empty] | 0 | 0 |  | 0 |  | 0 | [5 empty] | 0 |  | 0 |  | 0 |  | 0 |  | 0 |  | 0 |  | 0 |  | 0 |  |  | 0 | 0 | 0 |  |  | 0 | 0 | 0 | 0 | 0 | 0 | 0 | 0 | 0 | 0 | 0 | 0 | 0 | 0 | 0 | 0 | 0 | 0 | 0 | 0 | 0
0 | 0 |  |  |  | 0 | [11 empty] | 0 | 0 |  | 0 |  | 0 | [5 empty] | 0 |  | 0 |  | 0 |  | 0 |  | 0 |  | 0 |  | 0 |  | 0 |  |  | 0 | 0 | 0 |  |  | 0 | 0 | 0 | 0 | 0 | 0 | 0 | 0 | 0 | 0 | 0 | 0 | 0 | 0 | 0 | 0 | 0 | 0 | 0 | 0 | 0
0 | 0 |  |  |  | 0 | [11 empty] | 0 | 0 |  | 0 |  | 0 | [5 empty] | 0 |  | 0 |  | 0 |  | 0 |  | 0 |  | 0 |  | 0 |  | 0 |  |  | 0 | 0 | 0 |  |  | 0 | 0 | 0 | 0 | 0 | 0 | 0 | 0 | 0 | 0 | 0 | 0 | 0 | 0 | 0 | 0 | 0 | 0 | 0 | 0 | 0
0 | 0 |  |  |  | 0 | [11 empty] | 0 | 0 |  | 0 |  | 0 | [5 empty] | 0 |  | 0 |  | 0 |  | 0 |  | 0 |  | 0 |  | 0 |  | 0 |  |  | 0 | 0 | 0 |  |  | 0 | 0 | 0 | 0 | 0 | 0 | 0 | 0 | 0 | 0 | 0 | 0 | 0 | 0 | 0 | 0 | 0 | 0 | 0 | 0 | 0
0 | 0 |  |  |  | 0 | [11 empty] | 0 | 0 |  | 0 |  | 0 | [5 empty] | 0 |  | 0 |  | 0 |  | 0 |  | 0 |  | 0 |  | 0 |  | 0 |  |  | 0 | 0 | 0 |  |  | 0 | 0 | 0 | 0 | 0 | 0 | 0 | 0 | 0 | 0 | 0 | 0 | 0 | 0 | 0 | 0 | 0 | 0 | 0 | 0 | 0
0 | 0 |  |  |  | 0 | [11 empty] | 0 | 0 |  | 0 |  | 0 | [5 empty] | 0 |  | 0 |  | 0 |  | 0 |  | 0 |  | 0 |  | 0 |  | 0 |  |  | 0 | 0 | 0 |  |  | 0 | 0 | 0 | 0 | 0 | 0 | 0 | 0 | 0 | 0 | 0 | 0 | 0 | 0 | 0 | 0 | 0 | 0 | 0 | 0 | 0
0 | 0 |  |  |  | 0 | [11 empty] | 0 | 0 |  | 0 |  | 0 | [5 empty] | 0 |  | 0 |  | 0 |  | 0 |  | 0 |  | 0 |  | 0 |  | 0 |  |  | 0 | 0 | 0 |  |  | 0 | 0 | 0 | 0 | 0 | 0 | 0 | 0 | 0 | 0 | 0 | 0 | 0 | 0 | 0 | 0 | 0 | 0 | 0 | 0 | 0
0 | 0 |  |  |  | 0 | [11 empty] | 0 | 0 |  | 0 |  | 0 | [5 empty] | 0 |  | 0 |  | 0 |  | 0 |  | 0 |  | 0 |  | 0 |  | 0 |  |  | 0 | 0 | 0 |  |  | 0 | 0 | 0 | 0 | 0 | 0 | 0 | 0 | 0 | 0 | 0 | 0 | 0 | 0 | 0 | 0 | 0 | 0 | 0 | 0 | 0
0 | 0 |  |  |  | 0 | [11 empty] | 0 | 0 |  | 0 |  | 0 | [5 empty] | 0 |  | 0 |  | 0 |  | 0 |  | 0 |  | 0 |  | 0 |  | 0 |  |  | 0 | 0 | 0 |  |  | 0 | 0 | 0 | 0 | 0 | 0 | 0 | 0 | 0 | 0 | 0 | 0 | 0 | 0 | 0 | 0 | 0 | 0 | 0 | 0 | 0
0 | 0 |  |  |  | 0 | [11 empty] | 0 | 0 |  | 0 |  | 0 | [5 empty] | 0 |  | 0 |  | 0 |  | 0 |  | 0 |  | 0 |  | 0 |  | 0 |  |  | 0 | 0 | 0 |  |  | 0 | 0 | 0 | 0 | 0 | 0 | 0 | 0 | 0 | 0 | 0 | 0 | 0 | 0 | 0 | 0 | 0 | 0 | 0 | 0 | 0
0 | 0 |  |  |  | 0 | [11 empty] | 0 | 0 |  | 0 |  | 0 | [5 empty] | 0 |  | 0 |  | 0 |  | 0 |  | 0 |  | 0 |  | 0 |  | 0 |  |  | 0 | 0 | 0 |  |  | 0 | 0 | 0 | 0 | 0 | 0 | 0 | 0 | 0 | 0 | 0 | 0 | 0 | 0 | 0 | 0 | 0 | 0 | 0 | 0 | 0
0 | 0 |  |  |  | 0 | [11 empty] | 0 | 0 |  | 0 |  | 0 | [5 empty] | 0 |  | 0 |  | 0 |  | 0 |  | 0 |  | 0 |  | 0 |  | 0 |  |  | 0 | 0 | 0 |  |  | 0 | 0 | 0 | 0 | 0 | 0 | 0 | 0 | 0 | 0 | 0 | 0 | 0 | 0 | 0 | 0 | 0 | 0 | 0 | 0 | 0
0 | 0 |  |  |  | 0 | [11 empty] | 0 | 0 |  | 0 |  | 0 | [5 empty] | 0 |  | 0 |  | 0 |  | 0 |  | 0 |  | 0 |  | 0 |  | 0 |  |  | 0 | 0 | 0 |  |  | 0 | 0 | 0 | 0 | 0 | 0 | 0 | 0 | 0 | 0 | 0 | 0 | 0 | 0 | 0 | 0 | 0 | 0 | 0 | 0 | 0
0 | 0 |  |  |  | 0 | [11 empty] | 0 | 0 |  | 0 |  | 0 | [5 empty] | 0 |  | 0 |  | 0 |  | 0 |  | 0 |  | 0 |  | 0 |  | 0 |  |  | 0 | 0 | 0 |  |  | 0 | 0 | 0 | 0 | 0 | 0 | 0 | 0 | 0 | 0 | 0 | 0 | 0 | 0 | 0 | 0 | 0 | 0 | 0 | 0 | 0
0 | 0 |  |  |  | 0 | [11 empty] | 0 | 0 |  | 0 |  | 0 | [5 empty] | 0 |  | 0 |  | 0 |  | 0 |  | 0 |  | 0 |  | 0 |  | 0 |  |  | 0 | 0 | 0 |  |  | 0 | 0 | 0 | 0 | 0 | 0 | 0 | 0 | 0 | 0 | 0 | 0 | 0 | 0 | 0 | 0 | 0 | 0 | 0 | 0 | 0
0 | 0 |  |  |  | 0 | [11 empty] | 0 | 0 |  | 0 |  | 0 | [5 empty] | 0 |  | 0 |  | 0 |  | 0 |  | 0 |  | 0 |  | 0 |  | 0 |  |  | 0 | 0 | 0 |  |  | 0 | 0 | 0 | 0 | 0 | 0 | 0 | 0 | 0 | 0 | 0 | 0 | 0 | 0 | 0 | 0 | 0 | 0 | 0 | 0 | 0
0 | 0 |  |  |  | 0 | [11 empty] | 0 | 0 |  | 0 |  | 0 | [5 empty] | 0 |  | 0 |  | 0 |  | 0 |  | 0 |  | 0 |  | 0 |  | 0 |  |  | 0 | 0 | 0 |  |  | 0 | 0 | 0 | 0 | 0 | 0 | 0 | 0 | 0 | 0 | 0 | 0 | 0 | 0 | 0 | 0 | 0 | 0 | 0 | 0 | 0
0 | 0 |  |  |  | 0 | [11 empty] | 0 | 0 |  | 0 |  | 0 | [5 empty] | 0 |  | 0 |  | 0 |  | 0 |  | 0 |  | 0 |  | 0 |  | 0 |  |  | 0 | 0 | 0 |  |  | 0 | 0 | 0 | 0 | 0 | 0 | 0 | 0 | 0 | 0 | 0 | 0 | 0 | 0 | 0 | 0 | 0 | 0 | 0 | 0 | 0
0 | 0 |  |  |  | 0 | [11 empty] | 0 | 0 |  | 0 |  | 0 | [5 empty] | 0 |  | 0 |  | 0 |  | 0 |  | 0 |  | 0 |  | 0 |  | 0 |  |  | 0 | 0 | 0 |  |  | 0 | 0 | 0 | 0 | 0 | 0 | 0 | 0 | 0 | 0 | 0 | 0 | 0 | 0 | 0 | 0 | 0 | 0 | 0 | 0 | 0
0 | 0 |  |  |  | 0 | [11 empty] | 0 | 0 |  | 0 |  | 0 | [5 empty] | 0 |  | 0 |  | 0 |  | 0 |  | 0 |  | 0 |  | 0 |  | 0 |  |  | 0 | 0 | 0 |  |  | 0 | 0 | 0 | 0 | 0 | 0 | 0 | 0 | 0 | 0 | 0 | 0 | 0 | 0 | 0 | 0 | 0 | 0 | 0 | 0 | 0
0 | 0 |  |  |  | 0 | [11 empty] | 0 | 0 |  | 0 |  | 0 | [5 empty] | 0 |  | 0 |  | 0 |  | 0 |  | 0 |  | 0 |  | 0 |  | 0 |  |  | 0 | 0 | 0 |  |  | 0 | 0 | 0 | 0 | 0 | 0 | 0 | 0 | 0 | 0 | 0 | 0 | 0 | 0 | 0 | 0 | 0 | 0 | 0 | 0 | 0
0 | 0 |  |  |  | 0 | [11 empty] | 0 | 0 |  | 0 |  | 0 | [5 empty] | 0 |  | 0 |  | 0 |  | 0 |  | 0 |  | 0 |  | 0 |  | 0 |  |  | 0 | 0 | 0 |  |  | 0 | 0 | 0 | 0 | 0 | 0 | 0 | 0 | 0 | 0 | 0 | 0 | 0 | 0 | 0 | 0 | 0 | 0 | 0 | 0 | 0
0 | 0 |  |  |  | 0 | [11 empty] | 0 | 0 |  | 0 |  | 0 | [5 empty] | 0 |  | 0 |  | 0 |  | 0 |  | 0 |  | 0 |  | 0 |  | 0 |  |  | 0 | 0 | 0 |  |  | 0 | 0 | 0 | 0 | 0 | 0 | 0 | 0 | 0 | 0 | 0 | 0 | 0 | 0 | 0 | 0 | 0 | 0 | 0 | 0 | 0
0 | 0 |  |  |  | 0 | [11 empty] | 0 | 0 |  | 0 |  | 0 | [5 empty] | 0 |  | 0 |  | 0 |  | 0 |  | 0 |  | 0 |  | 0 |  | 0 |  |  | 0 | 0 | 0 |  |  | 0 | 0 | 0 | 0 | 0 | 0 | 0 | 0 | 0 | 0 | 0 | 0 | 0 | 0 | 0 | 0 | 0 | 0 | 0 | 0 | 0
0 | 0 |  |  |  | 0 | [11 empty] | 0 | 0 |  | 0 |  | 0 | [5 empty] | 0 |  | 0 |  | 0 |  | 0 |  | 0 |  | 0 |  | 0 |  | 0 |  |  | 0 | 0 | 0 |  |  | 0 | 0 | 0 | 0 | 0 | 0 | 0 | 0 | 0 | 0 | 0 | 0 | 0 | 0 | 0 | 0 | 0 | 0 | 0 | 0 | 0
0 | 0 |  |  |  | 0 | [11 empty] | 0 | 0 |  | 0 |  | 0 | [5 empty] | 0 |  | 0 |  | 0 |  | 0 |  | 0 |  | 0 |  | 0 |  | 0 |  |  | 0 | 0 | 0 |  |  | 0 | 0 | 0 | 0 | 0 | 0 | 0 | 0 | 0 | 0 | 0 | 0 | 0 | 0 | 0 | 0 | 0 | 0 | 0 | 0 | 0
0 | 0 |  |  |  | 0 | [11 empty] | 0 | 0 |  | 0 |  | 0 | [5 empty] | 0 |  | 0 |  | 0 |  | 0 |  | 0 |  | 0 |  | 0 |  | 0 |  |  | 0 | 0 | 0 |  |  | 0 | 0 | 0 | 0 | 0 | 0 | 0 | 0 | 0 | 0 | 0 | 0 | 0 | 0 | 0 | 0 | 0 | 0 | 0 | 0 | 0
0 | 0 |  |  |  | 0 | [11 empty] | 0 | 0 |  | 0 |  | 0 | [5 empty] | 0 |  | 0 |  | 0 |  | 0 |  | 0 |  | 0 |  | 0 |  | 0 |  |  | 0 | 0 | 0 |  |  | 0 | 0 | 0 | 0 | 0 | 0 | 0 | 0 | 0 | 0 | 0 | 0 | 0 | 0 | 0 | 0 | 0 | 0 | 0 | 0 | 0
0 | 0 |  |  |  | 0 | [11 empty] | 0 | 0 |  | 0 |  | 0 | [5 empty] | 0 |  | 0 |  | 0 |  | 0 |  | 0 |  | 0 |  | 0 |  | 0 |  |  | 0 | 0 | 0 |  |  | 0 | 0 | 0 | 0 | 0 | 0 | 0 | 0 | 0 | 0 | 0 | 0 | 0 | 0 | 0 | 0 | 0 | 0 | 0 | 0 | 0
0 | 0 |  |  |  | 0 | [11 empty] | 0 | 0 |  | 0 |  | 0 | [5 empty] | 0 |  | 0 |  | 0 |  | 0 |  | 0 |  | 0 |  | 0 |  | 0 |  |  | 0 | 0 | 0 |  |  | 0 | 0 | 0 | 0 | 0 | 0 | 0 | 0 | 0 | 0 | 0 | 0 | 0 | 0 | 0 | 0 | 0 | 0 | 0 | 0 | 0
0 | 0 |  |  |  | 0 | [11 empty] | 0 | 0 |  | 0 |  | 0 | [5 empty] | 0 |  | 0 |  | 0 |  | 0 |  | 0 |  | 0 |  | 0 |  | 0 |  |  | 0 | 0 | 0 |  |  | 0 | 0 | 0 | 0 | 0 | 0 | 0 | 0 | 0 | 0 | 0 | 0 | 0 | 0 | 0 | 0 | 0 | 0 | 0 | 0 | 0
0 | 0 |  |  |  | 0 | [11 empty] | 0 | 0 |  | 0 |  | 0 | [5 empty] | 0 |  | 0 |  | 0 |  | 0 |  | 0 |  | 0 |  | 0 |  | 0 |  |  | 0 | 0 | 0 |  |  | 0 | 0 | 0 | 0 | 0 | 0 | 0 | 0 | 0 | 0 | 0 | 0 | 0 | 0 | 0 | 0 | 0 | 0 | 0 | 0 | 0
0 | 0 |  |  |  | 0 | [11 empty] | 0 | 0 |  | 0 |  | 0 | [5 empty] | 0 |  | 0 |  | 0 |  | 0 |  | 0 |  | 0 |  | 0 |  | 0 |  |  | 0 | 0 | 0 |  |  | 0 | 0 | 0 | 0 | 0 | 0 | 0 | 0 | 0 | 0 | 0 | 0 | 0 | 0 | 0 | 0 | 0 | 0 | 0 | 0 | 0
0 | 0 |  |  |  | 0 | [11 empty] | 0 | 0 |  | 0 |  | 0 | [5 empty] | 0 |  | 0 |  | 0 |  | 0 |  | 0 |  | 0 |  | 0 |  | 0 |  |  | 0 | 0 | 0 |  |  | 0 | 0 | 0 | 0 | 0 | 0 | 0 | 0 | 0 | 0 | 0 | 0 | 0 | 0 | 0 | 0 | 0 | 0 | 0 | 0 | 0
0 | 0 |  |  |  | 0 | [11 empty] | 0 | 0 |  | 0 |  | 0 | [5 empty] | 0 |  | 0 |  | 0 |  | 0 |  | 0 |  | 0 |  | 0 |  | 0 |  |  | 0 | 0 | 0 |  |  | 0 | 0 | 0 | 0 | 0 | 0 | 0 | 0 | 0 | 0 | 0 | 0 | 0 | 0 | 0 | 0 | 0 | 0 | 0 | 0 | 0
0
[6 empty] | END |  | Total Price for Schedule 8 | [9 empty] | 0 |  | 0 |  | 0 | Baht |  | Baht |  | Baht |  | Baht |  | Baht |  |  | 0 | Baht |  | Baht |  | Baht |  | Baht |  |  |  |  | Baht | Baht |  |  | Baht | Baht | Baht | Baht | Baht | Baht | Baht | Baht | Baht | Baht | Baht | Baht | Baht | Baht | Baht | Baht | Baht | Baht | Baht | Baht | Baht | bar: 79 to 81
[18 empty] | 0 |  | 0 |  | 0 | [5 empty] | 0 |  | 0 |  | 0 |  | 0 |  | 0 |  | 0 |  | 0 |  | 0 |  |  |  | 0 | 0 |  |  | 0 | 0 | 0 | 0 | 0 | 0 | 0 | 0 | 0 | 0 | 0 | 0 | 0 | 0 | 0 | 0 | 0 | 0 | 0 | 0 | 0 | bar: 79 to 81
[18 empty] | 0 |  | 0 |  | 0 | [11 empty] | 0 | bar: 79 to 81
[18 empty] | 0 |  | 0 |  | 0 | [11 empty] | 0 | bar: 79 to 81
[18 empty] | 0 |  | 0 |  | 0 | [11 empty] | 0
[18 empty] | 0 |  | 0 |  | 0 | [11 empty] | 0
[18 empty] | 0 |  | 0 |  | 0 | [11 empty] | 0
[18 empty] | 0 |  | 0 |  | 0 | [11 empty] | 0
000000000000000000000000000000000000000
0000000000000000000000000000000000000000
000000000000000000000
[8 empty] | 0 | 0 |  |  |  |  | 0000000000000000000000000000000000000000000000000000000000000000000000000000000000000000000000000000
[8 empty] | 0 | 0
[8 empty] | 0 | 0
[8 empty] | 0 | 0
[8 empty] | 0 | 0
[8 empty] | 0 | 0
[8 empty] | 0 | 0
[8 empty] | 0 | 0
[8 empty] | 0 | 0
[8 empty] | 0 | 0
[8 empty] | 0 | 0
[8 empty] | 0 | 0
[8 empty] | 0 | 0
[8 empty] | 0 | 0
[8 empty] | 0 | 0
[8 empty] | 0 | 0
[8 empty] | 0 | 0
[8 empty] | 0 | 0
[8 empty] | 0 | 0
[8 empty] | 0 | 0
[8 empty] | 0 | 0
[8 empty] | 0 | 0
[8 empty] | 0 | 0
[8 empty] | 0 | 0
[8 empty] | 0 | 0
[8 empty] | 0 | 0
[8 empty] | 0 | 0
[8 empty] | 0 | 0
[8 empty] | 0 | 0
[8 empty] | 0 | 0
[8 empty] | 0 | 0
[8 empty] | 0 | 0
[8 empty] | 0 | 0
[8 empty] | 0 | 0
[8 empty] | 0 | 0
[8 empty] | 0 | 0
[8 empty] | 0 | 0
[8 empty] | 0 | 0
[8 empty] | 0 | 0
[8 empty] | 0 | 0
[8 empty] | 0 | 0
[8 empty] | 0 | 0
[8 empty] | 0 | 0
[8 empty] | 0 | 0
[8 empty] | 0 | 0
[8 empty] | 0 | 0
[8 empty] | 0 | 0
[8 empty] | 0 | 0
[8 empty] | 0 | 0
[8 empty] | 0 | 0
[8 empty] | 0 | 0
[8 empty] | 0 | 0
[8 empty] | 0 | 0
[8 empty] | 0 | 0
[8 empty] | 0 | 0
[8 empty] | 0 | 0
[8 empty] | 0 | 0
[8 empty] | 0 | 0
[8 empty] | 0 | 0
[8 empty] | 0 | 0
[8 empty] | 0 | 0
[8 empty] | 0 | 0
[8 empty] | 0 | 0
[8 empty] | 0 | 0
[8 empty] | 0 | 0
[8 empty] | 0 | 0
[8 empty] | 0 | 0
[8 empty] | 0 | 0
[8 empty] | 0 | 0
[8 empty] | 0 | 0
[8 empty] | 0 | 0
[8 empty] | 0 | 0
[8 empty] | 0 | 0
[8 empty] | 0 | 0
[8 empty] | 0 | 0
[8 empty] | 0 | 0
[8 empty] | 0 | 0
[8 empty] | 0 | 0
[8 empty] | 0 | 0
[8 empty] | 0 | 0
[8 empty] | 0 | 0
[8 empty] | 0 | 0
[8 empty] | 0 | 0
[8 empty] | 0 | 0
[8 empty] | 0 | 0
[8 empty] | 0 | 0
[8 empty] | 0 | 0
[8 empty] | 0 | 0
[8 empty] | 0 | 0
[8 empty] | 0 | 0
[8 empty] | 0 | 0
[8 empty] | 0 | 0
[8 empty] | 0 | 0
[8 empty] | 0 | 0
[8 empty] | 0 | 0
[8 empty] | 0 | 0
[8 empty] | 0 | 0
[8 empty] | 0 | 0
[8 empty] | 0 | 0
[8 empty] | 0 | 0

## Sch 9 (hidden)
INVITATION TO BID NO. TIEC-CR-13
Schedule 9 :
[77 empty] | 79 | 80 | 81 | 82 | 83 | 84 | 85 | 86 | 87 | 88 | 89 | 90 | 91 | 92 | 93 | 94 | 95 | 96 | 97 | 98 | 99 | 100 | 101 | 102 | 103 | 104 | 105 | 106 | 107 | 108 | 109 | 110 | 111 | 112 | 113 | 114 | 115 | 116 | 117 | 118 | 119 | 120 | 121 | 122 | 123 | 124 | 125 | 126 | 127 | 128
[8 empty] | SUPPLY OF CONTROL AND PROTECTION EQUIPMENT | [62 empty] | 72 | 73 | 75 | 76 | 77 | 78 | 82: Breakdown per Item :
[8 empty] | TRANSMISSION SYSTEM IMPROVEMENT PROJECT IN NORTHEASTERN, LOWER NORTHERN, CENTRAL REGIONS AND BANGKOK AREA TO ENHANCE SYSTEM SECURITY | [68 empty] | 82: Schedule :
System :
Job No. | Substation | Delivery Required by EGAT |  |  |  | Material group | Code No. | Item No. | Description | Short Description | Drawing No. / Reference No. | Qty. | Unit | Currency | Supply of Equipment |  |  |  | Supply of Equipment |  | Supply of Equipment |  | Supply of Equipment |  |  |  | Supply of Equipment |  | Supply of Equipment |  | Supply of Equipment |  | Foreign Currency |  | Local Currency |  | Local Transportation |  | Local Transportation, Construction and Installation |  | Purchase Price Offered for Dismantled Equipment |  | Plant |  | UOM | [25 empty] | Irrelevant | Incoterm | Account Assignment | Cost Object | Fund Center |  | 105: CFR Thai Port; 107: CIF Thai Port; 109: DDP EGAT 's Store; 111: Local Transportation; 113: Custom Clearance; 115: DDP EGAT 's Store; 117: Ex-works Price; 119: Local Transportation; 121: Foreign Currency; 123: Local Currency; 125: Local Transportation to EGAT 's Store; 127: Local Transportation, Construction and Installation | Long Description | Short Description
|  | (with in months after receipt of the notification of award) | [12 empty] | Foreign Supply |  |  |  | Foreign Supply |  | Foreign Supply |  | Foreign Supply | [5 empty] | Local Supply |  | Local Supply | [16 empty] | Preference | % Import Duty | Preference | CFR Price | CIF Price | Foreign Currency | Ex-works Price | Local Currency | Local Transportation | Local Transportation, | Marine Insurance Price | Customs Clearance | Import Duty Price | VAT for Imported Equipment | VAT for Import Duty | VAT for | VAT for Ex-works Price | VAT for | VAT for | VAT for Transportation, Construction and Installation | Foreign | Local | Evaluation Price | [6 empty] | 115: ( excluding VAT ); 117: ( excluding VAT )
[5 empty] | Completion Date | [9 empty] | FOB Vessel | Cost of | CFR Thai Port |  | CIF Thai Port |  | DDP EGAT 's Store |  | Local Transportation |  | Custom Clearance |  | DDP EGAT 's Store |  | Ex-works Price |  | Local Transportation | [12 empty] | Breakdown tab |  | Proposed Price | Evaluation Price | Status | [7 empty] | to EGAT 's Store | Construction and | [5 empty] | Foreign Currency |  | Local Currency | Local Transportation |  | Price Adjustment | Price Adjustment | [7 empty] | 104: Incoterm; 105: CFR; 107: CIF; 109: DDP; 111: ZTF; 113: ZCC; 115: DDP; 117: EXW; 119: ZTL; 125: ZTT; 127: ZCN
|  | CFR Thai Port | DDP or EGAT's Store | Ex-works | [11 empty] | Transportation | [10 empty] | ( excluding VAT ) |  | ( excluding VAT ) |  | ( excluding VAT ) |  | ( excluding VAT ) |  | ( excluding VAT ) |  | ( excluding VAT ) |  | ( excluding VAT ) |  | ( including VAT ) | [15 empty] | Installation | [%Insure(110%(CFR))] | [%Custom(CIF)] | [%Import Duty(CIF)] | [ %VAT(CFR/CIF) ] | [ %VAT( Import Duty) ] | [ %VAT(Foreign Currency) ] | [ %VAT(Ex-works Price) ] | [ %VAT(Local Currency) ] | to EGAT 's Store | [10 empty] | 104: Material group; 111: SV-TRN-MT; 113: SV-CTM; 119: SV-TRN-MT; 125: SV-TRN-MT; 127: SV-CVL
[16 empty] | to Thai Port | [6 empty] | Baht |  | Baht |  | Baht |  | Baht |  | Baht |  |  |  | Baht |  | Baht |  | Baht |  | Baht |  |  |  |  | Baht | Baht |  |  | Baht | Baht | Baht | Baht | Baht | Baht | Baht | Baht | Baht | Baht | Baht | Baht | Baht | Baht | Baht | Baht | Baht | Baht | Baht | Baht | Baht
|  | (month) | (month) | (month) | (month) | [9 empty] | Unit Price | Unit Price | Unit Price | Amount | Unit Price | Amount | Unit Price | Amount | Unit Price | Amount | Unit Price | Amount | Unit Price | Amount | Unit Price | Amount | Unit Price | Amount | Unit Price | Amount | Unit Price | Amount | Unit Price | Amount | Unit Price | Amount | Unit Price | Amount | [5 empty] | (Y/N) | (IPDTY) | (PRF) | (CFR) | (CIF) | (FC) | (EW) | (LC) | (LT) | (TCI) | (MI) | (CC) | ( IDP) | (VATIE) | (VATID) | (VATFC) | (VATEW) | (VATLC) | (VATLT) | (VATTCI) | (FPA) | (LPA) | (EVAPR)
0 | 0 |  |  |  | 0 | [11 empty] | 0 | 0 |  | 0 |  | 0 | [5 empty] | 0 |  | 0 |  | 0 |  | 0 |  | 0 |  | 0 |  | 0 |  | 0 |  |  | 0 | 0 | 0 |  |  | 0 | 0 | 0 | 0 | 0 | 0 | 0 | 0 | 0 | 0 | 0 | 0 | 0 | 0 | 0 | 0 | 0 | 0 | 0 | 0 | 0
0 | 0 |  |  |  | 0 | [11 empty] | 0 | 0 |  | 0 |  | 0 | [5 empty] | 0 |  | 0 |  | 0 |  | 0 |  | 0 |  | 0 |  | 0 |  | 0 |  |  | 0 | 0 | 0 |  |  | 0 | 0 | 0 | 0 | 0 | 0 | 0 | 0 | 0 | 0 | 0 | 0 | 0 | 0 | 0 | 0 | 0 | 0 | 0 | 0 | 0
0 | 0 |  |  |  | 0 | [11 empty] | 0 | 0 |  | 0 |  | 0 | [5 empty] | 0 |  | 0 |  | 0 |  | 0 |  | 0 |  | 0 |  | 0 |  | 0 |  |  | 0 | 0 | 0 |  |  | 0 | 0 | 0 | 0 | 0 | 0 | 0 | 0 | 0 | 0 | 0 | 0 | 0 | 0 | 0 | 0 | 0 | 0 | 0 | 0 | 0
0 | 0 |  |  |  | 0 | [11 empty] | 0 | 0 |  | 0 |  | 0 | [5 empty] | 0 |  | 0 |  | 0 |  | 0 |  | 0 |  | 0 |  | 0 |  | 0 |  |  | 0 | 0 | 0 |  |  | 0 | 0 | 0 | 0 | 0 | 0 | 0 | 0 | 0 | 0 | 0 | 0 | 0 | 0 | 0 | 0 | 0 | 0 | 0 | 0 | 0
0 | 0 |  |  |  | 0 | [11 empty] | 0 | 0 |  | 0 |  | 0 | [5 empty] | 0 |  | 0 |  | 0 |  | 0 |  | 0 |  | 0 |  | 0 |  | 0 |  |  | 0 | 0 | 0 |  |  | 0 | 0 | 0 | 0 | 0 | 0 | 0 | 0 | 0 | 0 | 0 | 0 | 0 | 0 | 0 | 0 | 0 | 0 | 0 | 0 | 0
0 | 0 |  |  |  | 0 | [11 empty] | 0 | 0 |  | 0 |  | 0 | [5 empty] | 0 |  | 0 |  | 0 |  | 0 |  | 0 |  | 0 |  | 0 |  | 0 |  |  | 0 | 0 | 0 |  |  | 0 | 0 | 0 | 0 | 0 | 0 | 0 | 0 | 0 | 0 | 0 | 0 | 0 | 0 | 0 | 0 | 0 | 0 | 0 | 0 | 0
0 | 0 |  |  |  | 0 | [11 empty] | 0 | 0 |  | 0 |  | 0 | [5 empty] | 0 |  | 0 |  | 0 |  | 0 |  | 0 |  | 0 |  | 0 |  | 0 |  |  | 0 | 0 | 0 |  |  | 0 | 0 | 0 | 0 | 0 | 0 | 0 | 0 | 0 | 0 | 0 | 0 | 0 | 0 | 0 | 0 | 0 | 0 | 0 | 0 | 0
0 | 0 |  |  |  | 0 | [11 empty] | 0 | 0 |  | 0 |  | 0 | [5 empty] | 0 |  | 0 |  | 0 |  | 0 |  | 0 |  | 0 |  | 0 |  | 0 |  |  | 0 | 0 | 0 |  |  | 0 | 0 | 0 | 0 | 0 | 0 | 0 | 0 | 0 | 0 | 0 | 0 | 0 | 0 | 0 | 0 | 0 | 0 | 0 | 0 | 0
0 | 0 |  |  |  | 0 | [11 empty] | 0 | 0 |  | 0 |  | 0 | [5 empty] | 0 |  | 0 |  | 0 |  | 0 |  | 0 |  | 0 |  | 0 |  | 0 |  |  | 0 | 0 | 0 |  |  | 0 | 0 | 0 | 0 | 0 | 0 | 0 | 0 | 0 | 0 | 0 | 0 | 0 | 0 | 0 | 0 | 0 | 0 | 0 | 0 | 0
0 | 0 |  |  |  | 0 | [11 empty] | 0 | 0 |  | 0 |  | 0 | [5 empty] | 0 |  | 0 |  | 0 |  | 0 |  | 0 |  | 0 |  | 0 |  | 0 |  |  | 0 | 0 | 0 |  |  | 0 | 0 | 0 | 0 | 0 | 0 | 0 | 0 | 0 | 0 | 0 | 0 | 0 | 0 | 0 | 0 | 0 | 0 | 0 | 0 | 0
0 | 0 |  |  |  | 0 | [11 empty] | 0 | 0 |  | 0 |  | 0 | [5 empty] | 0 |  | 0 |  | 0 |  | 0 |  | 0 |  | 0 |  | 0 |  | 0 |  |  | 0 | 0 | 0 |  |  | 0 | 0 | 0 | 0 | 0 | 0 | 0 | 0 | 0 | 0 | 0 | 0 | 0 | 0 | 0 | 0 | 0 | 0 | 0 | 0 | 0
0 | 0 |  |  |  | 0 | [11 empty] | 0 | 0 |  | 0 |  | 0 | [5 empty] | 0 |  | 0 |  | 0 |  | 0 |  | 0 |  | 0 |  | 0 |  | 0 |  |  | 0 | 0 | 0 |  |  | 0 | 0 | 0 | 0 | 0 | 0 | 0 | 0 | 0 | 0 | 0 | 0 | 0 | 0 | 0 | 0 | 0 | 0 | 0 | 0 | 0
0 | 0 |  |  |  | 0 | [11 empty] | 0 | 0 |  | 0 |  | 0 | [5 empty] | 0 |  | 0 |  | 0 |  | 0 |  | 0 |  | 0 |  | 0 |  | 0 |  |  | 0 | 0 | 0 |  |  | 0 | 0 | 0 | 0 | 0 | 0 | 0 | 0 | 0 | 0 | 0 | 0 | 0 | 0 | 0 | 0 | 0 | 0 | 0 | 0 | 0
0 | 0 |  |  |  | 0 | [11 empty] | 0 | 0 |  | 0 |  | 0 | [5 empty] | 0 |  | 0 |  | 0 |  | 0 |  | 0 |  | 0 |  | 0 |  | 0 |  |  | 0 | 0 | 0 |  |  | 0 | 0 | 0 | 0 | 0 | 0 | 0 | 0 | 0 | 0 | 0 | 0 | 0 | 0 | 0 | 0 | 0 | 0 | 0 | 0 | 0
0 | 0 |  |  |  | 0 | [11 empty] | 0 | 0 |  | 0 |  | 0 | [5 empty] | 0 |  | 0 |  | 0 |  | 0 |  | 0 |  | 0 |  | 0 |  | 0 |  |  | 0 | 0 | 0 |  |  | 0 | 0 | 0 | 0 | 0 | 0 | 0 | 0 | 0 | 0 | 0 | 0 | 0 | 0 | 0 | 0 | 0 | 0 | 0 | 0 | 0
0 | 0 |  |  |  | 0 | [11 empty] | 0 | 0 |  | 0 |  | 0 | [5 empty] | 0 |  | 0 |  | 0 |  | 0 |  | 0 |  | 0 |  | 0 |  | 0 |  |  | 0 | 0 | 0 |  |  | 0 | 0 | 0 | 0 | 0 | 0 | 0 | 0 | 0 | 0 | 0 | 0 | 0 | 0 | 0 | 0 | 0 | 0 | 0 | 0 | 0
0 | 0 |  |  |  | 0 | [11 empty] | 0 | 0 |  | 0 |  | 0 | [5 empty] | 0 |  | 0 |  | 0 |  | 0 |  | 0 |  | 0 |  | 0 |  | 0 |  |  | 0 | 0 | 0 |  |  | 0 | 0 | 0 | 0 | 0 | 0 | 0 | 0 | 0 | 0 | 0 | 0 | 0 | 0 | 0 | 0 | 0 | 0 | 0 | 0 | 0
0 | 0 |  |  |  | 0 | [11 empty] | 0 | 0 |  | 0 |  | 0 | [5 empty] | 0 |  | 0 |  | 0 |  | 0 |  | 0 |  | 0 |  | 0 |  | 0 |  |  | 0 | 0 | 0 |  |  | 0 | 0 | 0 | 0 | 0 | 0 | 0 | 0 | 0 | 0 | 0 | 0 | 0 | 0 | 0 | 0 | 0 | 0 | 0 | 0 | 0
0 | 0 |  |  |  | 0 | [11 empty] | 0 | 0 |  | 0 |  | 0 | [5 empty] | 0 |  | 0 |  | 0 |  | 0 |  | 0 |  | 0 |  | 0 |  | 0 |  |  | 0 | 0 | 0 |  |  | 0 | 0 | 0 | 0 | 0 | 0 | 0 | 0 | 0 | 0 | 0 | 0 | 0 | 0 | 0 | 0 | 0 | 0 | 0 | 0 | 0
0 | 0 |  |  |  | 0 | [11 empty] | 0 | 0 |  | 0 |  | 0 | [5 empty] | 0 |  | 0 |  | 0 |  | 0 |  | 0 |  | 0 |  | 0 |  | 0 |  |  | 0 | 0 | 0 |  |  | 0 | 0 | 0 | 0 | 0 | 0 | 0 | 0 | 0 | 0 | 0 | 0 | 0 | 0 | 0 | 0 | 0 | 0 | 0 | 0 | 0
0 | 0 |  |  |  | 0 | [11 empty] | 0 | 0 |  | 0 |  | 0 | [5 empty] | 0 |  | 0 |  | 0 |  | 0 |  | 0 |  | 0 |  | 0 |  | 0 |  |  | 0 | 0 | 0 |  |  | 0 | 0 | 0 | 0 | 0 | 0 | 0 | 0 | 0 | 0 | 0 | 0 | 0 | 0 | 0 | 0 | 0 | 0 | 0 | 0 | 0
0 | 0 |  |  |  | 0 | [11 empty] | 0 | 0 |  | 0 |  | 0 | [5 empty] | 0 |  | 0 |  | 0 |  | 0 |  | 0 |  | 0 |  | 0 |  | 0 |  |  | 0 | 0 | 0 |  |  | 0 | 0 | 0 | 0 | 0 | 0 | 0 | 0 | 0 | 0 | 0 | 0 | 0 | 0 | 0 | 0 | 0 | 0 | 0 | 0 | 0
0 | 0 |  |  |  | 0 | [11 empty] | 0 | 0 |  | 0 |  | 0 | [5 empty] | 0 |  | 0 |  | 0 |  | 0 |  | 0 |  | 0 |  | 0 |  | 0 |  |  | 0 | 0 | 0 |  |  | 0 | 0 | 0 | 0 | 0 | 0 | 0 | 0 | 0 | 0 | 0 | 0 | 0 | 0 | 0 | 0 | 0 | 0 | 0 | 0 | 0
0 | 0 |  |  |  | 0 | [11 empty] | 0 | 0 |  | 0 |  | 0 | [5 empty] | 0 |  | 0 |  | 0 |  | 0 |  | 0 |  | 0 |  | 0 |  | 0 |  |  | 0 | 0 | 0 |  |  | 0 | 0 | 0 | 0 | 0 | 0 | 0 | 0 | 0 | 0 | 0 | 0 | 0 | 0 | 0 | 0 | 0 | 0 | 0 | 0 | 0
0 | 0 |  |  |  | 0 | [11 empty] | 0 | 0 |  | 0 |  | 0 | [5 empty] | 0 |  | 0 |  | 0 |  | 0 |  | 0 |  | 0 |  | 0 |  | 0 |  |  | 0 | 0 | 0 |  |  | 0 | 0 | 0 | 0 | 0 | 0 | 0 | 0 | 0 | 0 | 0 | 0 | 0 | 0 | 0 | 0 | 0 | 0 | 0 | 0 | 0
0 | 0 |  |  |  | 0 | [11 empty] | 0 | 0 |  | 0 |  | 0 | [5 empty] | 0 |  | 0 |  | 0 |  | 0 |  | 0 |  | 0 |  | 0 |  | 0 |  |  | 0 | 0 | 0 |  |  | 0 | 0 | 0 | 0 | 0 | 0 | 0 | 0 | 0 | 0 | 0 | 0 | 0 | 0 | 0 | 0 | 0 | 0 | 0 | 0 | 0
0 | 0 |  |  |  | 0 | [11 empty] | 0 | 0 |  | 0 |  | 0 | [5 empty] | 0 |  | 0 |  | 0 |  | 0 |  | 0 |  | 0 |  | 0 |  | 0 |  |  | 0 | 0 | 0 |  |  | 0 | 0 | 0 | 0 | 0 | 0 | 0 | 0 | 0 | 0 | 0 | 0 | 0 | 0 | 0 | 0 | 0 | 0 | 0 | 0 | 0
0 | 0 |  |  |  | 0 | [11 empty] | 0 | 0 |  | 0 |  | 0 | [5 empty] | 0 |  | 0 |  | 0 |  | 0 |  | 0 |  | 0 |  | 0 |  | 0 |  |  | 0 | 0 | 0 |  |  | 0 | 0 | 0 | 0 | 0 | 0 | 0 | 0 | 0 | 0 | 0 | 0 | 0 | 0 | 0 | 0 | 0 | 0 | 0 | 0 | 0
0 | 0 |  |  |  | 0 | [11 empty] | 0 | 0 |  | 0 |  | 0 | [5 empty] | 0 |  | 0 |  | 0 |  | 0 |  | 0 |  | 0 |  | 0 |  | 0 |  |  | 0 | 0 | 0 |  |  | 0 | 0 | 0 | 0 | 0 | 0 | 0 | 0 | 0 | 0 | 0 | 0 | 0 | 0 | 0 | 0 | 0 | 0 | 0 | 0 | 0
0 | 0 |  |  |  | 0 | [11 empty] | 0 | 0 |  | 0 |  | 0 | [5 empty] | 0 |  | 0 |  | 0 |  | 0 |  | 0 |  | 0 |  | 0 |  | 0 |  |  | 0 | 0 | 0 |  |  | 0 | 0 | 0 | 0 | 0 | 0 | 0 | 0 | 0 | 0 | 0 | 0 | 0 | 0 | 0 | 0 | 0 | 0 | 0 | 0 | 0
0 | 0 |  |  |  | 0 | [11 empty] | 0 | 0 |  | 0 |  | 0 | [5 empty] | 0 |  | 0 |  | 0 |  | 0 |  | 0 |  | 0 |  | 0 |  | 0 |  |  | 0 | 0 | 0 |  |  | 0 | 0 | 0 | 0 | 0 | 0 | 0 | 0 | 0 | 0 | 0 | 0 | 0 | 0 | 0 | 0 | 0 | 0 | 0 | 0 | 0
0 | 0 |  |  |  | 0 | [11 empty] | 0 | 0 |  | 0 |  | 0 | [5 empty] | 0 |  | 0 |  | 0 |  | 0 |  | 0 |  | 0 |  | 0 |  | 0 |  |  | 0 | 0 | 0 |  |  | 0 | 0 | 0 | 0 | 0 | 0 | 0 | 0 | 0 | 0 | 0 | 0 | 0 | 0 | 0 | 0 | 0 | 0 | 0 | 0 | 0
0 | 0 |  |  |  | 0 | [11 empty] | 0 | 0 |  | 0 |  | 0 | [5 empty] | 0 |  | 0 |  | 0 |  | 0 |  | 0 |  | 0 |  | 0 |  | 0 |  |  | 0 | 0 | 0 |  |  | 0 | 0 | 0 | 0 | 0 | 0 | 0 | 0 | 0 | 0 | 0 | 0 | 0 | 0 | 0 | 0 | 0 | 0 | 0 | 0 | 0
0 | 0 |  |  |  | 0 | [11 empty] | 0 | 0 |  | 0 |  | 0 | [5 empty] | 0 |  | 0 |  | 0 |  | 0 |  | 0 |  | 0 |  | 0 |  | 0 |  |  | 0 | 0 | 0 |  |  | 0 | 0 | 0 | 0 | 0 | 0 | 0 | 0 | 0 | 0 | 0 | 0 | 0 | 0 | 0 | 0 | 0 | 0 | 0 | 0 | 0
0 | 0 |  |  |  | 0 | [11 empty] | 0 | 0 |  | 0 |  | 0 | [5 empty] | 0 |  | 0 |  | 0 |  | 0 |  | 0 |  | 0 |  | 0 |  | 0 |  |  | 0 | 0 | 0 |  |  | 0 | 0 | 0 | 0 | 0 | 0 | 0 | 0 | 0 | 0 | 0 | 0 | 0 | 0 | 0 | 0 | 0 | 0 | 0 | 0 | 0
0 | 0 |  |  |  | 0 | [11 empty] | 0 | 0 |  | 0 |  | 0 | [5 empty] | 0 |  | 0 |  | 0 |  | 0 |  | 0 |  | 0 |  | 0 |  | 0 |  |  | 0 | 0 | 0 |  |  | 0 | 0 | 0 | 0 | 0 | 0 | 0 | 0 | 0 | 0 | 0 | 0 | 0 | 0 | 0 | 0 | 0 | 0 | 0 | 0 | 0
0 | 0 |  |  |  | 0 | [11 empty] | 0 | 0 |  | 0 |  | 0 | [5 empty] | 0 |  | 0 |  | 0 |  | 0 |  | 0 |  | 0 |  | 0 |  | 0 |  |  | 0 | 0 | 0 |  |  | 0 | 0 | 0 | 0 | 0 | 0 | 0 | 0 | 0 | 0 | 0 | 0 | 0 | 0 | 0 | 0 | 0 | 0 | 0 | 0 | 0
0 | 0 |  |  |  | 0 | [11 empty] | 0 | 0 |  | 0 |  | 0 | [5 empty] | 0 |  | 0 |  | 0 |  | 0 |  | 0 |  | 0 |  | 0 |  | 0 |  |  | 0 | 0 | 0 |  |  | 0 | 0 | 0 | 0 | 0 | 0 | 0 | 0 | 0 | 0 | 0 | 0 | 0 | 0 | 0 | 0 | 0 | 0 | 0 | 0 | 0
0 | 0 |  |  |  | 0 | [11 empty] | 0 | 0 |  | 0 |  | 0 | [5 empty] | 0 |  | 0 |  | 0 |  | 0 |  | 0 |  | 0 |  | 0 |  | 0 |  |  | 0 | 0 | 0 |  |  | 0 | 0 | 0 | 0 | 0 | 0 | 0 | 0 | 0 | 0 | 0 | 0 | 0 | 0 | 0 | 0 | 0 | 0 | 0 | 0 | 0
0 | 0 |  |  |  | 0 | [11 empty] | 0 | 0 |  | 0 |  | 0 | [5 empty] | 0 |  | 0 |  | 0 |  | 0 |  | 0 |  | 0 |  | 0 |  | 0 |  |  | 0 | 0 | 0 |  |  | 0 | 0 | 0 | 0 | 0 | 0 | 0 | 0 | 0 | 0 | 0 | 0 | 0 | 0 | 0 | 0 | 0 | 0 | 0 | 0 | 0
0 | 0 |  |  |  | 0 | [11 empty] | 0 | 0 |  | 0 |  | 0 | [5 empty] | 0 |  | 0 |  | 0 |  | 0 |  | 0 |  | 0 |  | 0 |  | 0 |  |  | 0 | 0 | 0 |  |  | 0 | 0 | 0 | 0 | 0 | 0 | 0 | 0 | 0 | 0 | 0 | 0 | 0 | 0 | 0 | 0 | 0 | 0 | 0 | 0 | 0
0 | 0 |  |  |  | 0 | [11 empty] | 0 | 0 |  | 0 |  | 0 | [5 empty] | 0 |  | 0 |  | 0 |  | 0 |  | 0 |  | 0 |  | 0 |  | 0 |  |  | 0 | 0 | 0 |  |  | 0 | 0 | 0 | 0 | 0 | 0 | 0 | 0 | 0 | 0 | 0 | 0 | 0 | 0 | 0 | 0 | 0 | 0 | 0 | 0 | 0
0 | 0 |  |  |  | 0 | [11 empty] | 0 | 0 |  | 0 |  | 0 | [5 empty] | 0 |  | 0 |  | 0 |  | 0 |  | 0 |  | 0 |  | 0 |  | 0 |  |  | 0 | 0 | 0 |  |  | 0 | 0 | 0 | 0 | 0 | 0 | 0 | 0 | 0 | 0 | 0 | 0 | 0 | 0 | 0 | 0 | 0 | 0 | 0 | 0 | 0
0 | 0 |  |  |  | 0 | [11 empty] | 0 | 0 |  | 0 |  | 0 | [5 empty] | 0 |  | 0 |  | 0 |  | 0 |  | 0 |  | 0 |  | 0 |  | 0 |  |  | 0 | 0 | 0 |  |  | 0 | 0 | 0 | 0 | 0 | 0 | 0 | 0 | 0 | 0 | 0 | 0 | 0 | 0 | 0 | 0 | 0 | 0 | 0 | 0 | 0
0 | 0 |  |  |  | 0 | [11 empty] | 0 | 0 |  | 0 |  | 0 | [5 empty] | 0 |  | 0 |  | 0 |  | 0 |  | 0 |  | 0 |  | 0 |  | 0 |  |  | 0 | 0 | 0 |  |  | 0 | 0 | 0 | 0 | 0 | 0 | 0 | 0 | 0 | 0 | 0 | 0 | 0 | 0 | 0 | 0 | 0 | 0 | 0 | 0 | 0
0 | 0 |  |  |  | 0 | [11 empty] | 0 | 0 |  | 0 |  | 0 | [5 empty] | 0 |  | 0 |  | 0 |  | 0 |  | 0 |  | 0 |  | 0 |  | 0 |  |  | 0 | 0 | 0 |  |  | 0 | 0 | 0 | 0 | 0 | 0 | 0 | 0 | 0 | 0 | 0 | 0 | 0 | 0 | 0 | 0 | 0 | 0 | 0 | 0 | 0
0 | 0 |  |  |  | 0 | [11 empty] | 0 | 0 |  | 0 |  | 0 | [5 empty] | 0 |  | 0 |  | 0 |  | 0 |  | 0 |  | 0 |  | 0 |  | 0 |  |  | 0 | 0 | 0 |  |  | 0 | 0 | 0 | 0 | 0 | 0 | 0 | 0 | 0 | 0 | 0 | 0 | 0 | 0 | 0 | 0 | 0 | 0 | 0 | 0 | 0
0 | 0 |  |  |  | 0 | [11 empty] | 0 | 0 |  | 0 |  | 0 | [5 empty] | 0 |  | 0 |  | 0 |  | 0 |  | 0 |  | 0 |  | 0 |  | 0 |  |  | 0 | 0 | 0 |  |  | 0 | 0 | 0 | 0 | 0 | 0 | 0 | 0 | 0 | 0 | 0 | 0 | 0 | 0 | 0 | 0 | 0 | 0 | 0 | 0 | 0
0 | 0 |  |  |  | 0 | [11 empty] | 0 | 0 |  | 0 |  | 0 | [5 empty] | 0 |  | 0 |  | 0 |  | 0 |  | 0 |  | 0 |  | 0 |  | 0 |  |  | 0 | 0 | 0 |  |  | 0 | 0 | 0 | 0 | 0 | 0 | 0 | 0 | 0 | 0 | 0 | 0 | 0 | 0 | 0 | 0 | 0 | 0 | 0 | 0 | 0
0 | 0 |  |  |  | 0 | [11 empty] | 0 | 0 |  | 0 |  | 0 | [5 empty] | 0 |  | 0 |  | 0 |  | 0 |  | 0 |  | 0 |  | 0 |  | 0 |  |  | 0 | 0 | 0 |  |  | 0 | 0 | 0 | 0 | 0 | 0 | 0 | 0 | 0 | 0 | 0 | 0 | 0 | 0 | 0 | 0 | 0 | 0 | 0 | 0 | 0
0 | 0 |  |  |  | 0 | [11 empty] | 0 | 0 |  | 0 |  | 0 | [5 empty] | 0 |  | 0 |  | 0 |  | 0 |  | 0 |  | 0 |  | 0 |  | 0 |  |  | 0 | 0 | 0 |  |  | 0 | 0 | 0 | 0 | 0 | 0 | 0 | 0 | 0 | 0 | 0 | 0 | 0 | 0 | 0 | 0 | 0 | 0 | 0 | 0 | 0
0 | 0 |  |  |  | 0 | [11 empty] | 0 | 0 |  | 0 |  | 0 | [5 empty] | 0 |  | 0 |  | 0 |  | 0 |  | 0 |  | 0 |  | 0 |  | 0 |  |  | 0 | 0 | 0 |  |  | 0 | 0 | 0 | 0 | 0 | 0 | 0 | 0 | 0 | 0 | 0 | 0 | 0 | 0 | 0 | 0 | 0 | 0 | 0 | 0 | 0
0 | 0 |  |  |  | 0 | [11 empty] | 0 | 0 |  | 0 |  | 0 | [5 empty] | 0 |  | 0 |  | 0 |  | 0 |  | 0 |  | 0 |  | 0 |  | 0 |  |  | 0 | 0 | 0 |  |  | 0 | 0 | 0 | 0 | 0 | 0 | 0 | 0 | 0 | 0 | 0 | 0 | 0 | 0 | 0 | 0 | 0 | 0 | 0 | 0 | 0
0 | 0 |  |  |  | 0 | [11 empty] | 0 | 0 |  | 0 |  | 0 | [5 empty] | 0 |  | 0 |  | 0 |  | 0 |  | 0 |  | 0 |  | 0 |  | 0 |  |  | 0 | 0 | 0 |  |  | 0 | 0 | 0 | 0 | 0 | 0 | 0 | 0 | 0 | 0 | 0 | 0 | 0 | 0 | 0 | 0 | 0 | 0 | 0 | 0 | 0
0 | 0 |  |  |  | 0 | [11 empty] | 0 | 0 |  | 0 |  | 0 | [5 empty] | 0 |  | 0 |  | 0 |  | 0 |  | 0 |  | 0 |  | 0 |  | 0 |  |  | 0 | 0 | 0 |  |  | 0 | 0 | 0 | 0 | 0 | 0 | 0 | 0 | 0 | 0 | 0 | 0 | 0 | 0 | 0 | 0 | 0 | 0 | 0 | 0 | 0
0 | 0 |  |  |  | 0 | [11 empty] | 0 | 0 |  | 0 |  | 0 | [5 empty] | 0 |  | 0 |  | 0 |  | 0 |  | 0 |  | 0 |  | 0 |  | 0 |  |  | 0 | 0 | 0 |  |  | 0 | 0 | 0 | 0 | 0 | 0 | 0 | 0 | 0 | 0 | 0 | 0 | 0 | 0 | 0 | 0 | 0 | 0 | 0 | 0 | 0
0 | 0 |  |  |  | 0 | [11 empty] | 0 | 0 |  | 0 |  | 0 | [5 empty] | 0 |  | 0 |  | 0 |  | 0 |  | 0 |  | 0 |  | 0 |  | 0 |  |  | 0 | 0 | 0 |  |  | 0 | 0 | 0 | 0 | 0 | 0 | 0 | 0 | 0 | 0 | 0 | 0 | 0 | 0 | 0 | 0 | 0 | 0 | 0 | 0 | 0
0 | 0 |  |  |  | 0 | [11 empty] | 0 | 0 |  | 0 |  | 0 | [5 empty] | 0 |  | 0 |  | 0 |  | 0 |  | 0 |  | 0 |  | 0 |  | 0 |  |  | 0 | 0 | 0 |  |  | 0 | 0 | 0 | 0 | 0 | 0 | 0 | 0 | 0 | 0 | 0 | 0 | 0 | 0 | 0 | 0 | 0 | 0 | 0 | 0 | 0
0 | 0 |  |  |  | 0 | [11 empty] | 0 | 0 |  | 0 |  | 0 | [5 empty] | 0 |  | 0 |  | 0 |  | 0 |  | 0 |  | 0 |  | 0 |  | 0 |  |  | 0 | 0 | 0 |  |  | 0 | 0 | 0 | 0 | 0 | 0 | 0 | 0 | 0 | 0 | 0 | 0 | 0 | 0 | 0 | 0 | 0 | 0 | 0 | 0 | 0
0 | 0 |  |  |  | 0 | [11 empty] | 0 | 0 |  | 0 |  | 0 | [5 empty] | 0 |  | 0 |  | 0 |  | 0 |  | 0 |  | 0 |  | 0 |  | 0 |  |  | 0 | 0 | 0 |  |  | 0 | 0 | 0 | 0 | 0 | 0 | 0 | 0 | 0 | 0 | 0 | 0 | 0 | 0 | 0 | 0 | 0 | 0 | 0 | 0 | 0
0 | 0 |  |  |  | 0 | [11 empty] | 0 | 0 |  | 0 |  | 0 | [5 empty] | 0 |  | 0 |  | 0 |  | 0 |  | 0 |  | 0 |  | 0 |  | 0 |  |  | 0 | 0 | 0 |  |  | 0 | 0 | 0 | 0 | 0 | 0 | 0 | 0 | 0 | 0 | 0 | 0 | 0 | 0 | 0 | 0 | 0 | 0 | 0 | 0 | 0
0 | 0 |  |  |  | 0 | [11 empty] | 0 | 0 |  | 0 |  | 0 | [5 empty] | 0 |  | 0 |  | 0 |  | 0 |  | 0 |  | 0 |  | 0 |  | 0 |  |  | 0 | 0 | 0 |  |  | 0 | 0 | 0 | 0 | 0 | 0 | 0 | 0 | 0 | 0 | 0 | 0 | 0 | 0 | 0 | 0 | 0 | 0 | 0 | 0 | 0
0 | 0 |  |  |  | 0 | [11 empty] | 0 | 0 |  | 0 |  | 0 | [5 empty] | 0 |  | 0 |  | 0 |  | 0 |  | 0 |  | 0 |  | 0 |  | 0 |  |  | 0 | 0 | 0 |  |  | 0 | 0 | 0 | 0 | 0 | 0 | 0 | 0 | 0 | 0 | 0 | 0 | 0 | 0 | 0 | 0 | 0 | 0 | 0 | 0 | 0
0 | 0 |  |  |  | 0 | [11 empty] | 0 | 0 |  | 0 |  | 0 | [5 empty] | 0 |  | 0 |  | 0 |  | 0 |  | 0 |  | 0 |  | 0 |  | 0 |  |  | 0 | 0 | 0 |  |  | 0 | 0 | 0 | 0 | 0 | 0 | 0 | 0 | 0 | 0 | 0 | 0 | 0 | 0 | 0 | 0 | 0 | 0 | 0 | 0 | 0
0 | 0 |  |  |  | 0 | [11 empty] | 0 | 0 |  | 0 |  | 0 | [5 empty] | 0 |  | 0 |  | 0 |  | 0 |  | 0 |  | 0 |  | 0 |  | 0 |  |  | 0 | 0 | 0 |  |  | 0 | 0 | 0 | 0 | 0 | 0 | 0 | 0 | 0 | 0 | 0 | 0 | 0 | 0 | 0 | 0 | 0 | 0 | 0 | 0 | 0
0 | 0 |  |  |  | 0 | [11 empty] | 0 | 0 |  | 0 |  | 0 | [5 empty] | 0 |  | 0 |  | 0 |  | 0 |  | 0 |  | 0 |  | 0 |  | 0 |  |  | 0 | 0 | 0 |  |  | 0 | 0 | 0 | 0 | 0 | 0 | 0 | 0 | 0 | 0 | 0 | 0 | 0 | 0 | 0 | 0 | 0 | 0 | 0 | 0 | 0
0 | 0 |  |  |  | 0 | [11 empty] | 0 | 0 |  | 0 |  | 0 | [5 empty] | 0 |  | 0 |  | 0 |  | 0 |  | 0 |  | 0 |  | 0 |  | 0 |  |  | 0 | 0 | 0 |  |  | 0 | 0 | 0 | 0 | 0 | 0 | 0 | 0 | 0 | 0 | 0 | 0 | 0 | 0 | 0 | 0 | 0 | 0 | 0 | 0 | 0
0 | 0 |  |  |  | 0 | [11 empty] | 0 | 0 |  | 0 |  | 0 | [5 empty] | 0 |  | 0 |  | 0 |  | 0 |  | 0 |  | 0 |  | 0 |  | 0 |  |  | 0 | 0 | 0 |  |  | 0 | 0 | 0 | 0 | 0 | 0 | 0 | 0 | 0 | 0 | 0 | 0 | 0 | 0 | 0 | 0 | 0 | 0 | 0 | 0 | 0
0 | 0 |  |  |  | 0 | [11 empty] | 0 | 0 |  | 0 |  | 0 | [5 empty] | 0 |  | 0 |  | 0 |  | 0 |  | 0 |  | 0 |  | 0 |  | 0 |  |  | 0 | 0 | 0 |  |  | 0 | 0 | 0 | 0 | 0 | 0 | 0 | 0 | 0 | 0 | 0 | 0 | 0 | 0 | 0 | 0 | 0 | 0 | 0 | 0 | 0
0 | 0 |  |  |  | 0 | [11 empty] | 0 | 0 |  | 0 |  | 0 | [5 empty] | 0 |  | 0 |  | 0 |  | 0 |  | 0 |  | 0 |  | 0 |  | 0 |  |  | 0 | 0 | 0 |  |  | 0 | 0 | 0 | 0 | 0 | 0 | 0 | 0 | 0 | 0 | 0 | 0 | 0 | 0 | 0 | 0 | 0 | 0 | 0 | 0 | 0
0 | 0 |  |  |  | 0 | [11 empty] | 0 | 0 |  | 0 |  | 0 | [5 empty] | 0 |  | 0 |  | 0 |  | 0 |  | 0 |  | 0 |  | 0 |  | 0 |  |  | 0 | 0 | 0 |  |  | 0 | 0 | 0 | 0 | 0 | 0 | 0 | 0 | 0 | 0 | 0 | 0 | 0 | 0 | 0 | 0 | 0 | 0 | 0 | 0 | 0
0 | 0 |  |  |  | 0 | [11 empty] | 0 | 0 |  | 0 |  | 0 | [5 empty] | 0 |  | 0 |  | 0 |  | 0 |  | 0 |  | 0 |  | 0 |  | 0 |  |  | 0 | 0 | 0 |  |  | 0 | 0 | 0 | 0 | 0 | 0 | 0 | 0 | 0 | 0 | 0 | 0 | 0 | 0 | 0 | 0 | 0 | 0 | 0 | 0 | 0
0 | 0 |  |  |  | 0 | [11 empty] | 0 | 0 |  | 0 |  | 0 | [5 empty] | 0 |  | 0 |  | 0 |  | 0 |  | 0 |  | 0 |  | 0 |  | 0 |  |  | 0 | 0 | 0 |  |  | 0 | 0 | 0 | 0 | 0 | 0 | 0 | 0 | 0 | 0 | 0 | 0 | 0 | 0 | 0 | 0 | 0 | 0 | 0 | 0 | 0
0 | 0 |  |  |  | 0 | [11 empty] | 0 | 0 |  | 0 |  | 0 | [5 empty] | 0 |  | 0 |  | 0 |  | 0 |  | 0 |  | 0 |  | 0 |  | 0 |  |  | 0 | 0 | 0 |  |  | 0 | 0 | 0 | 0 | 0 | 0 | 0 | 0 | 0 | 0 | 0 | 0 | 0 | 0 | 0 | 0 | 0 | 0 | 0 | 0 | 0
0 | 0 |  |  |  | 0 | [11 empty] | 0 | 0 |  | 0 |  | 0 | [5 empty] | 0 |  | 0 |  | 0 |  | 0 |  | 0 |  | 0 |  | 0 |  | 0 |  |  | 0 | 0 | 0 |  |  | 0 | 0 | 0 | 0 | 0 | 0 | 0 | 0 | 0 | 0 | 0 | 0 | 0 | 0 | 0 | 0 | 0 | 0 | 0 | 0 | 0
0 | 0 |  |  |  | 0 | [11 empty] | 0 | 0 |  | 0 |  | 0 | [5 empty] | 0 |  | 0 |  | 0 |  | 0 |  | 0 |  | 0 |  | 0 |  | 0 |  |  | 0 | 0 | 0 |  |  | 0 | 0 | 0 | 0 | 0 | 0 | 0 | 0 | 0 | 0 | 0 | 0 | 0 | 0 | 0 | 0 | 0 | 0 | 0 | 0 | 0
0 | 0 |  |  |  | 0 | [11 empty] | 0 | 0 |  | 0 |  | 0 | [5 empty] | 0 |  | 0 |  | 0 |  | 0 |  | 0 |  | 0 |  | 0 |  | 0 |  |  | 0 | 0 | 0 |  |  | 0 | 0 | 0 | 0 | 0 | 0 | 0 | 0 | 0 | 0 | 0 | 0 | 0 | 0 | 0 | 0 | 0 | 0 | 0 | 0 | 0
0 | 0 |  |  |  | 0 | [11 empty] | 0 | 0 |  | 0 |  | 0 | [5 empty] | 0 |  | 0 |  | 0 |  | 0 |  | 0 |  | 0 |  | 0 |  | 0 |  |  | 0 | 0 | 0 |  |  | 0 | 0 | 0 | 0 | 0 | 0 | 0 | 0 | 0 | 0 | 0 | 0 | 0 | 0 | 0 | 0 | 0 | 0 | 0 | 0 | 0
0 | 0 |  |  |  | 0 | [11 empty] | 0 | 0 |  | 0 |  | 0 | [5 empty] | 0 |  | 0 |  | 0 |  | 0 |  | 0 |  | 0 |  | 0 |  | 0 |  |  | 0 | 0 | 0 |  |  | 0 | 0 | 0 | 0 | 0 | 0 | 0 | 0 | 0 | 0 | 0 | 0 | 0 | 0 | 0 | 0 | 0 | 0 | 0 | 0 | 0
0 | 0 |  |  |  | 0 | [11 empty] | 0 | 0 |  | 0 |  | 0 | [5 empty] | 0 |  | 0 |  | 0 |  | 0 |  | 0 |  | 0 |  | 0 |  | 0 |  |  | 0 | 0 | 0 |  |  | 0 | 0 | 0 | 0 | 0 | 0 | 0 | 0 | 0 | 0 | 0 | 0 | 0 | 0 | 0 | 0 | 0 | 0 | 0 | 0 | 0
0 | 0 |  |  |  | 0 | [11 empty] | 0 | 0 |  | 0 |  | 0 | [5 empty] | 0 |  | 0 |  | 0 |  | 0 |  | 0 |  | 0 |  | 0 |  | 0 |  |  | 0 | 0 | 0 |  |  | 0 | 0 | 0 | 0 | 0 | 0 | 0 | 0 | 0 | 0 | 0 | 0 | 0 | 0 | 0 | 0 | 0 | 0 | 0 | 0 | 0
0 | 0 |  |  |  | 0 | [11 empty] | 0 | 0 |  | 0 |  | 0 | [5 empty] | 0 |  | 0 |  | 0 |  | 0 |  | 0 |  | 0 |  | 0 |  | 0 |  |  | 0 | 0 | 0 |  |  | 0 | 0 | 0 | 0 | 0 | 0 | 0 | 0 | 0 | 0 | 0 | 0 | 0 | 0 | 0 | 0 | 0 | 0 | 0 | 0 | 0
0 | 0 |  |  |  | 0 | [11 empty] | 0 | 0 |  | 0 |  | 0 | [5 empty] | 0 |  | 0 |  | 0 |  | 0 |  | 0 |  | 0 |  | 0 |  | 0 |  |  | 0 | 0 | 0 |  |  | 0 | 0 | 0 | 0 | 0 | 0 | 0 | 0 | 0 | 0 | 0 | 0 | 0 | 0 | 0 | 0 | 0 | 0 | 0 | 0 | 0
0 | 0 |  |  |  | 0 | [11 empty] | 0 | 0 |  | 0 |  | 0 | [5 empty] | 0 |  | 0 |  | 0 |  | 0 |  | 0 |  | 0 |  | 0 |  | 0 |  |  | 0 | 0 | 0 |  |  | 0 | 0 | 0 | 0 | 0 | 0 | 0 | 0 | 0 | 0 | 0 | 0 | 0 | 0 | 0 | 0 | 0 | 0 | 0 | 0 | 0
0 | 0 |  |  |  | 0 | [11 empty] | 0 | 0 |  | 0 |  | 0 | [5 empty] | 0 |  | 0 |  | 0 |  | 0 |  | 0 |  | 0 |  | 0 |  | 0 |  |  | 0 | 0 | 0 |  |  | 0 | 0 | 0 | 0 | 0 | 0 | 0 | 0 | 0 | 0 | 0 | 0 | 0 | 0 | 0 | 0 | 0 | 0 | 0 | 0 | 0
0 | 0 |  |  |  | 0 | [11 empty] | 0 | 0 |  | 0 |  | 0 | [5 empty] | 0 |  | 0 |  | 0 |  | 0 |  | 0 |  | 0 |  | 0 |  | 0 |  |  | 0 | 0 | 0 |  |  | 0 | 0 | 0 | 0 | 0 | 0 | 0 | 0 | 0 | 0 | 0 | 0 | 0 | 0 | 0 | 0 | 0 | 0 | 0 | 0 | 0
0 | 0 |  |  |  | 0 | [11 empty] | 0 | 0 |  | 0 |  | 0 | [5 empty] | 0 |  | 0 |  | 0 |  | 0 |  | 0 |  | 0 |  | 0 |  | 0 |  |  | 0 | 0 | 0 |  |  | 0 | 0 | 0 | 0 | 0 | 0 | 0 | 0 | 0 | 0 | 0 | 0 | 0 | 0 | 0 | 0 | 0 | 0 | 0 | 0 | 0
0 | 0 |  |  |  | 0 | [11 empty] | 0 | 0 |  | 0 |  | 0 | [5 empty] | 0 |  | 0 |  | 0 |  | 0 |  | 0 |  | 0 |  | 0 |  | 0 |  |  | 0 | 0 | 0 |  |  | 0 | 0 | 0 | 0 | 0 | 0 | 0 | 0 | 0 | 0 | 0 | 0 | 0 | 0 | 0 | 0 | 0 | 0 | 0 | 0 | 0
0 | 0 |  |  |  | 0 | [11 empty] | 0 | 0 |  | 0 |  | 0 | [5 empty] | 0 |  | 0 |  | 0 |  | 0 |  | 0 |  | 0 |  | 0 |  | 0 |  |  | 0 | 0 | 0 |  |  | 0 | 0 | 0 | 0 | 0 | 0 | 0 | 0 | 0 | 0 | 0 | 0 | 0 | 0 | 0 | 0 | 0 | 0 | 0 | 0 | 0
0 | 0 |  |  |  | 0 | [11 empty] | 0 | 0 |  | 0 |  | 0 | [5 empty] | 0 |  | 0 |  | 0 |  | 0 |  | 0 |  | 0 |  | 0 |  | 0 |  |  | 0 | 0 | 0 |  |  | 0 | 0 | 0 | 0 | 0 | 0 | 0 | 0 | 0 | 0 | 0 | 0 | 0 | 0 | 0 | 0 | 0 | 0 | 0 | 0 | 0
0 | 0 |  |  |  | 0 | [11 empty] | 0 | 0 |  | 0 |  | 0 | [5 empty] | 0 |  | 0 |  | 0 |  | 0 |  | 0 |  | 0 |  | 0 |  | 0 |  |  | 0 | 0 | 0 |  |  | 0 | 0 | 0 | 0 | 0 | 0 | 0 | 0 | 0 | 0 | 0 | 0 | 0 | 0 | 0 | 0 | 0 | 0 | 0 | 0 | 0
0 | 0 |  |  |  | 0 | [11 empty] | 0 | 0 |  | 0 |  | 0 | [5 empty] | 0 |  | 0 |  | 0 |  | 0 |  | 0 |  | 0 |  | 0 |  | 0 |  |  | 0 | 0 | 0 |  |  | 0 | 0 | 0 | 0 | 0 | 0 | 0 | 0 | 0 | 0 | 0 | 0 | 0 | 0 | 0 | 0 | 0 | 0 | 0 | 0 | 0
0 | 0 |  |  |  | 0 | [11 empty] | 0 | 0 |  | 0 |  | 0 | [5 empty] | 0 |  | 0 |  | 0 |  | 0 |  | 0 |  | 0 |  | 0 |  | 0 |  |  | 0 | 0 | 0 |  |  | 0 | 0 | 0 | 0 | 0 | 0 | 0 | 0 | 0 | 0 | 0 | 0 | 0 | 0 | 0 | 0 | 0 | 0 | 0 | 0 | 0
0 | 0 |  |  |  | 0 | [11 empty] | 0 | 0 |  | 0 |  | 0 | [5 empty] | 0 |  | 0 |  | 0 |  | 0 |  | 0 |  | 0 |  | 0 |  | 0 |  |  | 0 | 0 | 0 |  |  | 0 | 0 | 0 | 0 | 0 | 0 | 0 | 0 | 0 | 0 | 0 | 0 | 0 | 0 | 0 | 0 | 0 | 0 | 0 | 0 | 0
0 | 0 |  |  |  | 0 | [11 empty] | 0 | 0 |  | 0 |  | 0 | [5 empty] | 0 |  | 0 |  | 0 |  | 0 |  | 0 |  | 0 |  | 0 |  | 0 |  |  | 0 | 0 | 0 |  |  | 0 | 0 | 0 | 0 | 0 | 0 | 0 | 0 | 0 | 0 | 0 | 0 | 0 | 0 | 0 | 0 | 0 | 0 | 0 | 0 | 0
0 | 0 |  |  |  | 0 | [11 empty] | 0 | 0 |  | 0 |  | 0 | [5 empty] | 0 |  | 0 |  | 0 |  | 0 |  | 0 |  | 0 |  | 0 |  | 0 |  |  | 0 | 0 | 0 |  |  | 0 | 0 | 0 | 0 | 0 | 0 | 0 | 0 | 0 | 0 | 0 | 0 | 0 | 0 | 0 | 0 | 0 | 0 | 0 | 0 | 0
0 | 0 |  |  |  | 0 | [11 empty] | 0 | 0 |  | 0 |  | 0 | [5 empty] | 0 |  | 0 |  | 0 |  | 0 |  | 0 |  | 0 |  | 0 |  | 0 |  |  | 0 | 0 | 0 |  |  | 0 | 0 | 0 | 0 | 0 | 0 | 0 | 0 | 0 | 0 | 0 | 0 | 0 | 0 | 0 | 0 | 0 | 0 | 0 | 0 | 0
0 | 0 |  |  |  | 0 | [11 empty] | 0 | 0 |  | 0 |  | 0 | [5 empty] | 0 |  | 0 |  | 0 |  | 0 |  | 0 |  | 0 |  | 0 |  | 0 |  |  | 0 | 0 | 0 |  |  | 0 | 0 | 0 | 0 | 0 | 0 | 0 | 0 | 0 | 0 | 0 | 0 | 0 | 0 | 0 | 0 | 0 | 0 | 0 | 0 | 0
0 | 0 |  |  |  | 0 | [11 empty] | 0 | 0 |  | 0 |  | 0 | [5 empty] | 0 |  | 0 |  | 0 |  | 0 |  | 0 |  | 0 |  | 0 |  | 0 |  |  | 0 | 0 | 0 |  |  | 0 | 0 | 0 | 0 | 0 | 0 | 0 | 0 | 0 | 0 | 0 | 0 | 0 | 0 | 0 | 0 | 0 | 0 | 0 | 0 | 0
0 | 0 |  |  |  | 0 | [11 empty] | 0 | 0 |  | 0 |  | 0 | [5 empty] | 0 |  | 0 |  | 0 |  | 0 |  | 0 |  | 0 |  | 0 |  | 0 |  |  | 0 | 0 | 0 |  |  | 0 | 0 | 0 | 0 | 0 | 0 | 0 | 0 | 0 | 0 | 0 | 0 | 0 | 0 | 0 | 0 | 0 | 0 | 0 | 0 | 0
0
[6 empty] | END |  | Total Price for Schedule 9 | [9 empty] | 0 |  | 0 |  | 0 | Baht |  | Baht |  | Baht |  | Baht |  | Baht |  |  | 0 | Baht |  | Baht |  | Baht |  | Baht |  |  |  |  | Baht | Baht |  |  | Baht | Baht | Baht | Baht | Baht | Baht | Baht | Baht | Baht | Baht | Baht | Baht | Baht | Baht | Baht | Baht | Baht | Baht | Baht | Baht | Baht | bar: 79 to 81
[18 empty] | 0 |  | 0 |  | 0 | [5 empty] | 0 |  | 0 |  | 0 |  | 0 |  | 0 |  | 0 |  | 0 |  | 0 |  |  |  | 0 | 0 |  |  | 0 | 0 | 0 | 0 | 0 | 0 | 0 | 0 | 0 | 0 | 0 | 0 | 0 | 0 | 0 | 0 | 0 | 0 | 0 | 0 | 0 | bar: 79 to 81
[18 empty] | 0 |  | 0 |  | 0 | [11 empty] | 0 | bar: 79 to 81
[18 empty] | 0 |  | 0 |  | 0 | [11 empty] | 0 | bar: 79 to 81
[18 empty] | 0 |  | 0 |  | 0 | [11 empty] | 0
[18 empty] | 0 |  | 0 |  | 0 | [11 empty] | 0
[18 empty] | 0 |  | 0 |  | 0 | [11 empty] | 0
[18 empty] | 0 |  | 0 |  | 0 | [11 empty] | 0
000000000000000000000000000000000000000
0000000000000000000000000000000000000000
000000000000000000000
[8 empty] | 0 | 0 |  |  |  |  | 0000000000000000000000000000000000000000000000000000000000000000000000000000000000000000000000000000
[8 empty] | 0 | 0
[8 empty] | 0 | 0
[8 empty] | 0 | 0
[8 empty] | 0 | 0
[8 empty] | 0 | 0
[8 empty] | 0 | 0
[8 empty] | 0 | 0
[8 empty] | 0 | 0
[8 empty] | 0 | 0
[8 empty] | 0 | 0
[8 empty] | 0 | 0
[8 empty] | 0 | 0
[8 empty] | 0 | 0
[8 empty] | 0 | 0
[8 empty] | 0 | 0
[8 empty] | 0 | 0
[8 empty] | 0 | 0
[8 empty] | 0 | 0
[8 empty] | 0 | 0
[8 empty] | 0 | 0
[8 empty] | 0 | 0
[8 empty] | 0 | 0
[8 empty] | 0 | 0
[8 empty] | 0 | 0
[8 empty] | 0 | 0
[8 empty] | 0 | 0
[8 empty] | 0 | 0
[8 empty] | 0 | 0
[8 empty] | 0 | 0
[8 empty] | 0 | 0
[8 empty] | 0 | 0
[8 empty] | 0 | 0
[8 empty] | 0 | 0
[8 empty] | 0 | 0
[8 empty] | 0 | 0
[8 empty] | 0 | 0
[8 empty] | 0 | 0
[8 empty] | 0 | 0
[8 empty] | 0 | 0
[8 empty] | 0 | 0
[8 empty] | 0 | 0
[8 empty] | 0 | 0
[8 empty] | 0 | 0
[8 empty] | 0 | 0
[8 empty] | 0 | 0
[8 empty] | 0 | 0
[8 empty] | 0 | 0
[8 empty] | 0 | 0
[8 empty] | 0 | 0
[8 empty] | 0 | 0
[8 empty] | 0 | 0
[8 empty] | 0 | 0
[8 empty] | 0 | 0
[8 empty] | 0 | 0
[8 empty] | 0 | 0
[8 empty] | 0 | 0
[8 empty] | 0 | 0
[8 empty] | 0 | 0
[8 empty] | 0 | 0
[8 empty] | 0 | 0
[8 empty] | 0 | 0
[8 empty] | 0 | 0
[8 empty] | 0 | 0
[8 empty] | 0 | 0
[8 empty] | 0 | 0
[8 empty] | 0 | 0
[8 empty] | 0 | 0
[8 empty] | 0 | 0
[8 empty] | 0 | 0
[8 empty] | 0 | 0
[8 empty] | 0 | 0
[8 empty] | 0 | 0
[8 empty] | 0 | 0
[8 empty] | 0 | 0
[8 empty] | 0 | 0
[8 empty] | 0 | 0
[8 empty] | 0 | 0
[8 empty] | 0 | 0
[8 empty] | 0 | 0
[8 empty] | 0 | 0
[8 empty] | 0 | 0
[8 empty] | 0 | 0
[8 empty] | 0 | 0
[8 empty] | 0 | 0
[8 empty] | 0 | 0
[8 empty] | 0 | 0
[8 empty] | 0 | 0
[8 empty] | 0 | 0
[8 empty] | 0 | 0
[8 empty] | 0 | 0
[8 empty] | 0 | 0
[8 empty] | 0 | 0
[8 empty] | 0 | 0
[8 empty] | 0 | 0
[8 empty] | 0 | 0
[8 empty] | 0 | 0
[8 empty] | 0 | 0
[8 empty] | 0 | 0
[8 empty] | 0 | 0

## Sch 10 (hidden)
INVITATION TO BID NO. TIEC-CR-13
Schedule 10 :
[77 empty] | 79 | 80 | 81 | 82 | 83 | 84 | 85 | 86 | 87 | 88 | 89 | 90 | 91 | 92 | 93 | 94 | 95 | 96 | 97 | 98 | 99 | 100 | 101 | 102 | 103 | 104 | 105 | 106 | 107 | 108 | 109 | 110 | 111 | 112 | 113 | 114 | 115 | 116 | 117 | 118 | 119 | 120 | 121 | 122 | 123 | 124 | 125 | 126 | 127 | 128
[8 empty] | SUPPLY OF CONTROL AND PROTECTION EQUIPMENT | [62 empty] | 72 | 73 | 75 | 76 | 77 | 78 | 82: Breakdown per Item :
[8 empty] | TRANSMISSION SYSTEM IMPROVEMENT PROJECT IN NORTHEASTERN, LOWER NORTHERN, CENTRAL REGIONS AND BANGKOK AREA TO ENHANCE SYSTEM SECURITY | [68 empty] | 82: Schedule :
System :
Job No. | Substation | Delivery Required by EGAT |  |  |  | Material group | Code No. | Item No. | Description | Short Description | Drawing No. / Reference No. | Qty. | Unit | Currency | Supply of Equipment |  |  |  | Supply of Equipment |  | Supply of Equipment |  | Supply of Equipment |  |  |  | Supply of Equipment |  | Supply of Equipment |  | Supply of Equipment |  | Foreign Currency |  | Local Currency |  | Local Transportation |  | Local Transportation, Construction and Installation |  | Purchase Price Offered for Dismantled Equipment |  | Plant |  | UOM | [25 empty] | Irrelevant | Incoterm | Account Assignment | Cost Object | Fund Center |  | 105: CFR Thai Port; 107: CIF Thai Port; 109: DDP EGAT 's Store; 111: Local Transportation; 113: Custom Clearance; 115: DDP EGAT 's Store; 117: Ex-works Price; 119: Local Transportation; 121: Foreign Currency; 123: Local Currency; 125: Local Transportation to EGAT 's Store; 127: Local Transportation, Construction and Installation | Long Description | Short Description
|  | (with in months after receipt of the notification of award) | [12 empty] | Foreign Supply |  |  |  | Foreign Supply |  | Foreign Supply |  | Foreign Supply | [5 empty] | Local Supply |  | Local Supply | [16 empty] | Preference | % Import Duty | Preference | CFR Price | CIF Price | Foreign Currency | Ex-works Price | Local Currency | Local Transportation | Local Transportation, | Marine Insurance Price | Customs Clearance | Import Duty Price | VAT for Imported Equipment | VAT for Import Duty | VAT for | VAT for Ex-works Price | VAT for | VAT for | VAT for Transportation, Construction and Installation | Foreign | Local | Evaluation Price | [6 empty] | 115: ( excluding VAT ); 117: ( excluding VAT )
[5 empty] | Completion Date | [9 empty] | FOB Vessel | Cost of | CFR Thai Port |  | CIF Thai Port |  | DDP EGAT 's Store |  | Local Transportation |  | Custom Clearance |  | DDP EGAT 's Store |  | Ex-works Price |  | Local Transportation | [12 empty] | Breakdown tab |  | Proposed Price | Evaluation Price | Status | [7 empty] | to EGAT 's Store | Construction and | [5 empty] | Foreign Currency |  | Local Currency | Local Transportation |  | Price Adjustment | Price Adjustment | [7 empty] | 104: Incoterm; 105: CFR; 107: CIF; 109: DDP; 111: ZTF; 113: ZCC; 115: DDP; 117: EXW; 119: ZTL; 125: ZTT; 127: ZCN
|  | CFR Thai Port | DDP or EGAT's Store | Ex-works | [11 empty] | Transportation | [10 empty] | ( excluding VAT ) |  | ( excluding VAT ) |  | ( excluding VAT ) |  | ( excluding VAT ) |  | ( excluding VAT ) |  | ( excluding VAT ) |  | ( excluding VAT ) |  | ( including VAT ) | [15 empty] | Installation | [%Insure(110%(CFR))] | [%Custom(CIF)] | [%Import Duty(CIF)] | [ %VAT(CFR/CIF) ] | [ %VAT( Import Duty) ] | [ %VAT(Foreign Currency) ] | [ %VAT(Ex-works Price) ] | [ %VAT(Local Currency) ] | to EGAT 's Store | [10 empty] | 104: Material group; 111: SV-TRN-MT; 113: SV-CTM; 119: SV-TRN-MT; 125: SV-TRN-MT; 127: SV-CVL
[16 empty] | to Thai Port | [6 empty] | Baht |  | Baht |  | Baht |  | Baht |  | Baht |  |  |  | Baht |  | Baht |  | Baht |  | Baht |  |  |  |  | Baht | Baht |  |  | Baht | Baht | Baht | Baht | Baht | Baht | Baht | Baht | Baht | Baht | Baht | Baht | Baht | Baht | Baht | Baht | Baht | Baht | Baht | Baht | Baht
|  | (month) | (month) | (month) | (month) | [9 empty] | Unit Price | Unit Price | Unit Price | Amount | Unit Price | Amount | Unit Price | Amount | Unit Price | Amount | Unit Price | Amount | Unit Price | Amount | Unit Price | Amount | Unit Price | Amount | Unit Price | Amount | Unit Price | Amount | Unit Price | Amount | Unit Price | Amount | Unit Price | Amount | [5 empty] | (Y/N) | (IPDTY) | (PRF) | (CFR) | (CIF) | (FC) | (EW) | (LC) | (LT) | (TCI) | (MI) | (CC) | ( IDP) | (VATIE) | (VATID) | (VATFC) | (VATEW) | (VATLC) | (VATLT) | (VATTCI) | (FPA) | (LPA) | (EVAPR)
0 | 0 |  |  |  | 0 | [11 empty] | 0 | 0 |  | 0 |  | 0 | [5 empty] | 0 |  | 0 |  | 0 |  | 0 |  | 0 |  | 0 |  | 0 |  | 0 |  |  | 0 | 0 | 0 |  |  | 0 | 0 | 0 | 0 | 0 | 0 | 0 | 0 | 0 | 0 | 0 | 0 | 0 | 0 | 0 | 0 | 0 | 0 | 0 | 0 | 0
0 | 0 |  |  |  | 0 | [11 empty] | 0 | 0 |  | 0 |  | 0 | [5 empty] | 0 |  | 0 |  | 0 |  | 0 |  | 0 |  | 0 |  | 0 |  | 0 |  |  | 0 | 0 | 0 |  |  | 0 | 0 | 0 | 0 | 0 | 0 | 0 | 0 | 0 | 0 | 0 | 0 | 0 | 0 | 0 | 0 | 0 | 0 | 0 | 0 | 0
0 | 0 |  |  |  | 0 | [11 empty] | 0 | 0 |  | 0 |  | 0 | [5 empty] | 0 |  | 0 |  | 0 |  | 0 |  | 0 |  | 0 |  | 0 |  | 0 |  |  | 0 | 0 | 0 |  |  | 0 | 0 | 0 | 0 | 0 | 0 | 0 | 0 | 0 | 0 | 0 | 0 | 0 | 0 | 0 | 0 | 0 | 0 | 0 | 0 | 0
0 | 0 |  |  |  | 0 | [11 empty] | 0 | 0 |  | 0 |  | 0 | [5 empty] | 0 |  | 0 |  | 0 |  | 0 |  | 0 |  | 0 |  | 0 |  | 0 |  |  | 0 | 0 | 0 |  |  | 0 | 0 | 0 | 0 | 0 | 0 | 0 | 0 | 0 | 0 | 0 | 0 | 0 | 0 | 0 | 0 | 0 | 0 | 0 | 0 | 0
0 | 0 |  |  |  | 0 | [11 empty] | 0 | 0 |  | 0 |  | 0 | [5 empty] | 0 |  | 0 |  | 0 |  | 0 |  | 0 |  | 0 |  | 0 |  | 0 |  |  | 0 | 0 | 0 |  |  | 0 | 0 | 0 | 0 | 0 | 0 | 0 | 0 | 0 | 0 | 0 | 0 | 0 | 0 | 0 | 0 | 0 | 0 | 0 | 0 | 0
0 | 0 |  |  |  | 0 | [11 empty] | 0 | 0 |  | 0 |  | 0 | [5 empty] | 0 |  | 0 |  | 0 |  | 0 |  | 0 |  | 0 |  | 0 |  | 0 |  |  | 0 | 0 | 0 |  |  | 0 | 0 | 0 | 0 | 0 | 0 | 0 | 0 | 0 | 0 | 0 | 0 | 0 | 0 | 0 | 0 | 0 | 0 | 0 | 0 | 0
0 | 0 |  |  |  | 0 | [11 empty] | 0 | 0 |  | 0 |  | 0 | [5 empty] | 0 |  | 0 |  | 0 |  | 0 |  | 0 |  | 0 |  | 0 |  | 0 |  |  | 0 | 0 | 0 |  |  | 0 | 0 | 0 | 0 | 0 | 0 | 0 | 0 | 0 | 0 | 0 | 0 | 0 | 0 | 0 | 0 | 0 | 0 | 0 | 0 | 0
0 | 0 |  |  |  | 0 | [11 empty] | 0 | 0 |  | 0 |  | 0 | [5 empty] | 0 |  | 0 |  | 0 |  | 0 |  | 0 |  | 0 |  | 0 |  | 0 |  |  | 0 | 0 | 0 |  |  | 0 | 0 | 0 | 0 | 0 | 0 | 0 | 0 | 0 | 0 | 0 | 0 | 0 | 0 | 0 | 0 | 0 | 0 | 0 | 0 | 0
0 | 0 |  |  |  | 0 | [11 empty] | 0 | 0 |  | 0 |  | 0 | [5 empty] | 0 |  | 0 |  | 0 |  | 0 |  | 0 |  | 0 |  | 0 |  | 0 |  |  | 0 | 0 | 0 |  |  | 0 | 0 | 0 | 0 | 0 | 0 | 0 | 0 | 0 | 0 | 0 | 0 | 0 | 0 | 0 | 0 | 0 | 0 | 0 | 0 | 0
0 | 0 |  |  |  | 0 | [11 empty] | 0 | 0 |  | 0 |  | 0 | [5 empty] | 0 |  | 0 |  | 0 |  | 0 |  | 0 |  | 0 |  | 0 |  | 0 |  |  | 0 | 0 | 0 |  |  | 0 | 0 | 0 | 0 | 0 | 0 | 0 | 0 | 0 | 0 | 0 | 0 | 0 | 0 | 0 | 0 | 0 | 0 | 0 | 0 | 0
0 | 0 |  |  |  | 0 | [11 empty] | 0 | 0 |  | 0 |  | 0 | [5 empty] | 0 |  | 0 |  | 0 |  | 0 |  | 0 |  | 0 |  | 0 |  | 0 |  |  | 0 | 0 | 0 |  |  | 0 | 0 | 0 | 0 | 0 | 0 | 0 | 0 | 0 | 0 | 0 | 0 | 0 | 0 | 0 | 0 | 0 | 0 | 0 | 0 | 0
0 | 0 |  |  |  | 0 | [11 empty] | 0 | 0 |  | 0 |  | 0 | [5 empty] | 0 |  | 0 |  | 0 |  | 0 |  | 0 |  | 0 |  | 0 |  | 0 |  |  | 0 | 0 | 0 |  |  | 0 | 0 | 0 | 0 | 0 | 0 | 0 | 0 | 0 | 0 | 0 | 0 | 0 | 0 | 0 | 0 | 0 | 0 | 0 | 0 | 0
0 | 0 |  |  |  | 0 | [11 empty] | 0 | 0 |  | 0 |  | 0 | [5 empty] | 0 |  | 0 |  | 0 |  | 0 |  | 0 |  | 0 |  | 0 |  | 0 |  |  | 0 | 0 | 0 |  |  | 0 | 0 | 0 | 0 | 0 | 0 | 0 | 0 | 0 | 0 | 0 | 0 | 0 | 0 | 0 | 0 | 0 | 0 | 0 | 0 | 0
0 | 0 |  |  |  | 0 | [11 empty] | 0 | 0 |  | 0 |  | 0 | [5 empty] | 0 |  | 0 |  | 0 |  | 0 |  | 0 |  | 0 |  | 0 |  | 0 |  |  | 0 | 0 | 0 |  |  | 0 | 0 | 0 | 0 | 0 | 0 | 0 | 0 | 0 | 0 | 0 | 0 | 0 | 0 | 0 | 0 | 0 | 0 | 0 | 0 | 0
0 | 0 |  |  |  | 0 | [11 empty] | 0 | 0 |  | 0 |  | 0 | [5 empty] | 0 |  | 0 |  | 0 |  | 0 |  | 0 |  | 0 |  | 0 |  | 0 |  |  | 0 | 0 | 0 |  |  | 0 | 0 | 0 | 0 | 0 | 0 | 0 | 0 | 0 | 0 | 0 | 0 | 0 | 0 | 0 | 0 | 0 | 0 | 0 | 0 | 0
0 | 0 |  |  |  | 0 | [11 empty] | 0 | 0 |  | 0 |  | 0 | [5 empty] | 0 |  | 0 |  | 0 |  | 0 |  | 0 |  | 0 |  | 0 |  | 0 |  |  | 0 | 0 | 0 |  |  | 0 | 0 | 0 | 0 | 0 | 0 | 0 | 0 | 0 | 0 | 0 | 0 | 0 | 0 | 0 | 0 | 0 | 0 | 0 | 0 | 0
0 | 0 |  |  |  | 0 | [11 empty] | 0 | 0 |  | 0 |  | 0 | [5 empty] | 0 |  | 0 |  | 0 |  | 0 |  | 0 |  | 0 |  | 0 |  | 0 |  |  | 0 | 0 | 0 |  |  | 0 | 0 | 0 | 0 | 0 | 0 | 0 | 0 | 0 | 0 | 0 | 0 | 0 | 0 | 0 | 0 | 0 | 0 | 0 | 0 | 0
0 | 0 |  |  |  | 0 | [11 empty] | 0 | 0 |  | 0 |  | 0 | [5 empty] | 0 |  | 0 |  | 0 |  | 0 |  | 0 |  | 0 |  | 0 |  | 0 |  |  | 0 | 0 | 0 |  |  | 0 | 0 | 0 | 0 | 0 | 0 | 0 | 0 | 0 | 0 | 0 | 0 | 0 | 0 | 0 | 0 | 0 | 0 | 0 | 0 | 0
0 | 0 |  |  |  | 0 | [11 empty] | 0 | 0 |  | 0 |  | 0 | [5 empty] | 0 |  | 0 |  | 0 |  | 0 |  | 0 |  | 0 |  | 0 |  | 0 |  |  | 0 | 0 | 0 |  |  | 0 | 0 | 0 | 0 | 0 | 0 | 0 | 0 | 0 | 0 | 0 | 0 | 0 | 0 | 0 | 0 | 0 | 0 | 0 | 0 | 0
0 | 0 |  |  |  | 0 | [11 empty] | 0 | 0 |  | 0 |  | 0 | [5 empty] | 0 |  | 0 |  | 0 |  | 0 |  | 0 |  | 0 |  | 0 |  | 0 |  |  | 0 | 0 | 0 |  |  | 0 | 0 | 0 | 0 | 0 | 0 | 0 | 0 | 0 | 0 | 0 | 0 | 0 | 0 | 0 | 0 | 0 | 0 | 0 | 0 | 0
0 | 0 |  |  |  | 0 | [11 empty] | 0 | 0 |  | 0 |  | 0 | [5 empty] | 0 |  | 0 |  | 0 |  | 0 |  | 0 |  | 0 |  | 0 |  | 0 |  |  | 0 | 0 | 0 |  |  | 0 | 0 | 0 | 0 | 0 | 0 | 0 | 0 | 0 | 0 | 0 | 0 | 0 | 0 | 0 | 0 | 0 | 0 | 0 | 0 | 0
0 | 0 |  |  |  | 0 | [11 empty] | 0 | 0 |  | 0 |  | 0 | [5 empty] | 0 |  | 0 |  | 0 |  | 0 |  | 0 |  | 0 |  | 0 |  | 0 |  |  | 0 | 0 | 0 |  |  | 0 | 0 | 0 | 0 | 0 | 0 | 0 | 0 | 0 | 0 | 0 | 0 | 0 | 0 | 0 | 0 | 0 | 0 | 0 | 0 | 0
0 | 0 |  |  |  | 0 | [11 empty] | 0 | 0 |  | 0 |  | 0 | [5 empty] | 0 |  | 0 |  | 0 |  | 0 |  | 0 |  | 0 |  | 0 |  | 0 |  |  | 0 | 0 | 0 |  |  | 0 | 0 | 0 | 0 | 0 | 0 | 0 | 0 | 0 | 0 | 0 | 0 | 0 | 0 | 0 | 0 | 0 | 0 | 0 | 0 | 0
0 | 0 |  |  |  | 0 | [11 empty] | 0 | 0 |  | 0 |  | 0 | [5 empty] | 0 |  | 0 |  | 0 |  | 0 |  | 0 |  | 0 |  | 0 |  | 0 |  |  | 0 | 0 | 0 |  |  | 0 | 0 | 0 | 0 | 0 | 0 | 0 | 0 | 0 | 0 | 0 | 0 | 0 | 0 | 0 | 0 | 0 | 0 | 0 | 0 | 0
0 | 0 |  |  |  | 0 | [11 empty] | 0 | 0 |  | 0 |  | 0 | [5 empty] | 0 |  | 0 |  | 0 |  | 0 |  | 0 |  | 0 |  | 0 |  | 0 |  |  | 0 | 0 | 0 |  |  | 0 | 0 | 0 | 0 | 0 | 0 | 0 | 0 | 0 | 0 | 0 | 0 | 0 | 0 | 0 | 0 | 0 | 0 | 0 | 0 | 0
0 | 0 |  |  |  | 0 | [11 empty] | 0 | 0 |  | 0 |  | 0 | [5 empty] | 0 |  | 0 |  | 0 |  | 0 |  | 0 |  | 0 |  | 0 |  | 0 |  |  | 0 | 0 | 0 |  |  | 0 | 0 | 0 | 0 | 0 | 0 | 0 | 0 | 0 | 0 | 0 | 0 | 0 | 0 | 0 | 0 | 0 | 0 | 0 | 0 | 0
0 | 0 |  |  |  | 0 | [11 empty] | 0 | 0 |  | 0 |  | 0 | [5 empty] | 0 |  | 0 |  | 0 |  | 0 |  | 0 |  | 0 |  | 0 |  | 0 |  |  | 0 | 0 | 0 |  |  | 0 | 0 | 0 | 0 | 0 | 0 | 0 | 0 | 0 | 0 | 0 | 0 | 0 | 0 | 0 | 0 | 0 | 0 | 0 | 0 | 0
0 | 0 |  |  |  | 0 | [11 empty] | 0 | 0 |  | 0 |  | 0 | [5 empty] | 0 |  | 0 |  | 0 |  | 0 |  | 0 |  | 0 |  | 0 |  | 0 |  |  | 0 | 0 | 0 |  |  | 0 | 0 | 0 | 0 | 0 | 0 | 0 | 0 | 0 | 0 | 0 | 0 | 0 | 0 | 0 | 0 | 0 | 0 | 0 | 0 | 0
0 | 0 |  |  |  | 0 | [11 empty] | 0 | 0 |  | 0 |  | 0 | [5 empty] | 0 |  | 0 |  | 0 |  | 0 |  | 0 |  | 0 |  | 0 |  | 0 |  |  | 0 | 0 | 0 |  |  | 0 | 0 | 0 | 0 | 0 | 0 | 0 | 0 | 0 | 0 | 0 | 0 | 0 | 0 | 0 | 0 | 0 | 0 | 0 | 0 | 0
0 | 0 |  |  |  | 0 | [11 empty] | 0 | 0 |  | 0 |  | 0 | [5 empty] | 0 |  | 0 |  | 0 |  | 0 |  | 0 |  | 0 |  | 0 |  | 0 |  |  | 0 | 0 | 0 |  |  | 0 | 0 | 0 | 0 | 0 | 0 | 0 | 0 | 0 | 0 | 0 | 0 | 0 | 0 | 0 | 0 | 0 | 0 | 0 | 0 | 0
0 | 0 |  |  |  | 0 | [11 empty] | 0 | 0 |  | 0 |  | 0 | [5 empty] | 0 |  | 0 |  | 0 |  | 0 |  | 0 |  | 0 |  | 0 |  | 0 |  |  | 0 | 0 | 0 |  |  | 0 | 0 | 0 | 0 | 0 | 0 | 0 | 0 | 0 | 0 | 0 | 0 | 0 | 0 | 0 | 0 | 0 | 0 | 0 | 0 | 0
0 | 0 |  |  |  | 0 | [11 empty] | 0 | 0 |  | 0 |  | 0 | [5 empty] | 0 |  | 0 |  | 0 |  | 0 |  | 0 |  | 0 |  | 0 |  | 0 |  |  | 0 | 0 | 0 |  |  | 0 | 0 | 0 | 0 | 0 | 0 | 0 | 0 | 0 | 0 | 0 | 0 | 0 | 0 | 0 | 0 | 0 | 0 | 0 | 0 | 0
0 | 0 |  |  |  | 0 | [11 empty] | 0 | 0 |  | 0 |  | 0 | [5 empty] | 0 |  | 0 |  | 0 |  | 0 |  | 0 |  | 0 |  | 0 |  | 0 |  |  | 0 | 0 | 0 |  |  | 0 | 0 | 0 | 0 | 0 | 0 | 0 | 0 | 0 | 0 | 0 | 0 | 0 | 0 | 0 | 0 | 0 | 0 | 0 | 0 | 0
0 | 0 |  |  |  | 0 | [11 empty] | 0 | 0 |  | 0 |  | 0 | [5 empty] | 0 |  | 0 |  | 0 |  | 0 |  | 0 |  | 0 |  | 0 |  | 0 |  |  | 0 | 0 | 0 |  |  | 0 | 0 | 0 | 0 | 0 | 0 | 0 | 0 | 0 | 0 | 0 | 0 | 0 | 0 | 0 | 0 | 0 | 0 | 0 | 0 | 0
0 | 0 |  |  |  | 0 | [11 empty] | 0 | 0 |  | 0 |  | 0 | [5 empty] | 0 |  | 0 |  | 0 |  | 0 |  | 0 |  | 0 |  | 0 |  | 0 |  |  | 0 | 0 | 0 |  |  | 0 | 0 | 0 | 0 | 0 | 0 | 0 | 0 | 0 | 0 | 0 | 0 | 0 | 0 | 0 | 0 | 0 | 0 | 0 | 0 | 0
0 | 0 |  |  |  | 0 | [11 empty] | 0 | 0 |  | 0 |  | 0 | [5 empty] | 0 |  | 0 |  | 0 |  | 0 |  | 0 |  | 0 |  | 0 |  | 0 |  |  | 0 | 0 | 0 |  |  | 0 | 0 | 0 | 0 | 0 | 0 | 0 | 0 | 0 | 0 | 0 | 0 | 0 | 0 | 0 | 0 | 0 | 0 | 0 | 0 | 0
0 | 0 |  |  |  | 0 | [11 empty] | 0 | 0 |  | 0 |  | 0 | [5 empty] | 0 |  | 0 |  | 0 |  | 0 |  | 0 |  | 0 |  | 0 |  | 0 |  |  | 0 | 0 | 0 |  |  | 0 | 0 | 0 | 0 | 0 | 0 | 0 | 0 | 0 | 0 | 0 | 0 | 0 | 0 | 0 | 0 | 0 | 0 | 0 | 0 | 0
0 | 0 |  |  |  | 0 | [11 empty] | 0 | 0 |  | 0 |  | 0 | [5 empty] | 0 |  | 0 |  | 0 |  | 0 |  | 0 |  | 0 |  | 0 |  | 0 |  |  | 0 | 0 | 0 |  |  | 0 | 0 | 0 | 0 | 0 | 0 | 0 | 0 | 0 | 0 | 0 | 0 | 0 | 0 | 0 | 0 | 0 | 0 | 0 | 0 | 0
0 | 0 |  |  |  | 0 | [11 empty] | 0 | 0 |  | 0 |  | 0 | [5 empty] | 0 |  | 0 |  | 0 |  | 0 |  | 0 |  | 0 |  | 0 |  | 0 |  |  | 0 | 0 | 0 |  |  | 0 | 0 | 0 | 0 | 0 | 0 | 0 | 0 | 0 | 0 | 0 | 0 | 0 | 0 | 0 | 0 | 0 | 0 | 0 | 0 | 0
0 | 0 |  |  |  | 0 | [11 empty] | 0 | 0 |  | 0 |  | 0 | [5 empty] | 0 |  | 0 |  | 0 |  | 0 |  | 0 |  | 0 |  | 0 |  | 0 |  |  | 0 | 0 | 0 |  |  | 0 | 0 | 0 | 0 | 0 | 0 | 0 | 0 | 0 | 0 | 0 | 0 | 0 | 0 | 0 | 0 | 0 | 0 | 0 | 0 | 0
0 | 0 |  |  |  | 0 | [11 empty] | 0 | 0 |  | 0 |  | 0 | [5 empty] | 0 |  | 0 |  | 0 |  | 0 |  | 0 |  | 0 |  | 0 |  | 0 |  |  | 0 | 0 | 0 |  |  | 0 | 0 | 0 | 0 | 0 | 0 | 0 | 0 | 0 | 0 | 0 | 0 | 0 | 0 | 0 | 0 | 0 | 0 | 0 | 0 | 0
0 | 0 |  |  |  | 0 | [11 empty] | 0 | 0 |  | 0 |  | 0 | [5 empty] | 0 |  | 0 |  | 0 |  | 0 |  | 0 |  | 0 |  | 0 |  | 0 |  |  | 0 | 0 | 0 |  |  | 0 | 0 | 0 | 0 | 0 | 0 | 0 | 0 | 0 | 0 | 0 | 0 | 0 | 0 | 0 | 0 | 0 | 0 | 0 | 0 | 0
0 | 0 |  |  |  | 0 | [11 empty] | 0 | 0 |  | 0 |  | 0 | [5 empty] | 0 |  | 0 |  | 0 |  | 0 |  | 0 |  | 0 |  | 0 |  | 0 |  |  | 0 | 0 | 0 |  |  | 0 | 0 | 0 | 0 | 0 | 0 | 0 | 0 | 0 | 0 | 0 | 0 | 0 | 0 | 0 | 0 | 0 | 0 | 0 | 0 | 0
0 | 0 |  |  |  | 0 | [11 empty] | 0 | 0 |  | 0 |  | 0 | [5 empty] | 0 |  | 0 |  | 0 |  | 0 |  | 0 |  | 0 |  | 0 |  | 0 |  |  | 0 | 0 | 0 |  |  | 0 | 0 | 0 | 0 | 0 | 0 | 0 | 0 | 0 | 0 | 0 | 0 | 0 | 0 | 0 | 0 | 0 | 0 | 0 | 0 | 0
0 | 0 |  |  |  | 0 | [11 empty] | 0 | 0 |  | 0 |  | 0 | [5 empty] | 0 |  | 0 |  | 0 |  | 0 |  | 0 |  | 0 |  | 0 |  | 0 |  |  | 0 | 0 | 0 |  |  | 0 | 0 | 0 | 0 | 0 | 0 | 0 | 0 | 0 | 0 | 0 | 0 | 0 | 0 | 0 | 0 | 0 | 0 | 0 | 0 | 0
0 | 0 |  |  |  | 0 | [11 empty] | 0 | 0 |  | 0 |  | 0 | [5 empty] | 0 |  | 0 |  | 0 |  | 0 |  | 0 |  | 0 |  | 0 |  | 0 |  |  | 0 | 0 | 0 |  |  | 0 | 0 | 0 | 0 | 0 | 0 | 0 | 0 | 0 | 0 | 0 | 0 | 0 | 0 | 0 | 0 | 0 | 0 | 0 | 0 | 0
0 | 0 |  |  |  | 0 | [11 empty] | 0 | 0 |  | 0 |  | 0 | [5 empty] | 0 |  | 0 |  | 0 |  | 0 |  | 0 |  | 0 |  | 0 |  | 0 |  |  | 0 | 0 | 0 |  |  | 0 | 0 | 0 | 0 | 0 | 0 | 0 | 0 | 0 | 0 | 0 | 0 | 0 | 0 | 0 | 0 | 0 | 0 | 0 | 0 | 0
0 | 0 |  |  |  | 0 | [11 empty] | 0 | 0 |  | 0 |  | 0 | [5 empty] | 0 |  | 0 |  | 0 |  | 0 |  | 0 |  | 0 |  | 0 |  | 0 |  |  | 0 | 0 | 0 |  |  | 0 | 0 | 0 | 0 | 0 | 0 | 0 | 0 | 0 | 0 | 0 | 0 | 0 | 0 | 0 | 0 | 0 | 0 | 0 | 0 | 0
0 | 0 |  |  |  | 0 | [11 empty] | 0 | 0 |  | 0 |  | 0 | [5 empty] | 0 |  | 0 |  | 0 |  | 0 |  | 0 |  | 0 |  | 0 |  | 0 |  |  | 0 | 0 | 0 |  |  | 0 | 0 | 0 | 0 | 0 | 0 | 0 | 0 | 0 | 0 | 0 | 0 | 0 | 0 | 0 | 0 | 0 | 0 | 0 | 0 | 0
0 | 0 |  |  |  | 0 | [11 empty] | 0 | 0 |  | 0 |  | 0 | [5 empty] | 0 |  | 0 |  | 0 |  | 0 |  | 0 |  | 0 |  | 0 |  | 0 |  |  | 0 | 0 | 0 |  |  | 0 | 0 | 0 | 0 | 0 | 0 | 0 | 0 | 0 | 0 | 0 | 0 | 0 | 0 | 0 | 0 | 0 | 0 | 0 | 0 | 0
0 | 0 |  |  |  | 0 | [11 empty] | 0 | 0 |  | 0 |  | 0 | [5 empty] | 0 |  | 0 |  | 0 |  | 0 |  | 0 |  | 0 |  | 0 |  | 0 |  |  | 0 | 0 | 0 |  |  | 0 | 0 | 0 | 0 | 0 | 0 | 0 | 0 | 0 | 0 | 0 | 0 | 0 | 0 | 0 | 0 | 0 | 0 | 0 | 0 | 0
0 | 0 |  |  |  | 0 | [11 empty] | 0 | 0 |  | 0 |  | 0 | [5 empty] | 0 |  | 0 |  | 0 |  | 0 |  | 0 |  | 0 |  | 0 |  | 0 |  |  | 0 | 0 | 0 |  |  | 0 | 0 | 0 | 0 | 0 | 0 | 0 | 0 | 0 | 0 | 0 | 0 | 0 | 0 | 0 | 0 | 0 | 0 | 0 | 0 | 0
0 | 0 |  |  |  | 0 | [11 empty] | 0 | 0 |  | 0 |  | 0 | [5 empty] | 0 |  | 0 |  | 0 |  | 0 |  | 0 |  | 0 |  | 0 |  | 0 |  |  | 0 | 0 | 0 |  |  | 0 | 0 | 0 | 0 | 0 | 0 | 0 | 0 | 0 | 0 | 0 | 0 | 0 | 0 | 0 | 0 | 0 | 0 | 0 | 0 | 0
0 | 0 |  |  |  | 0 | [11 empty] | 0 | 0 |  | 0 |  | 0 | [5 empty] | 0 |  | 0 |  | 0 |  | 0 |  | 0 |  | 0 |  | 0 |  | 0 |  |  | 0 | 0 | 0 |  |  | 0 | 0 | 0 | 0 | 0 | 0 | 0 | 0 | 0 | 0 | 0 | 0 | 0 | 0 | 0 | 0 | 0 | 0 | 0 | 0 | 0
0 | 0 |  |  |  | 0 | [11 empty] | 0 | 0 |  | 0 |  | 0 | [5 empty] | 0 |  | 0 |  | 0 |  | 0 |  | 0 |  | 0 |  | 0 |  | 0 |  |  | 0 | 0 | 0 |  |  | 0 | 0 | 0 | 0 | 0 | 0 | 0 | 0 | 0 | 0 | 0 | 0 | 0 | 0 | 0 | 0 | 0 | 0 | 0 | 0 | 0
0 | 0 |  |  |  | 0 | [11 empty] | 0 | 0 |  | 0 |  | 0 | [5 empty] | 0 |  | 0 |  | 0 |  | 0 |  | 0 |  | 0 |  | 0 |  | 0 |  |  | 0 | 0 | 0 |  |  | 0 | 0 | 0 | 0 | 0 | 0 | 0 | 0 | 0 | 0 | 0 | 0 | 0 | 0 | 0 | 0 | 0 | 0 | 0 | 0 | 0
0 | 0 |  |  |  | 0 | [11 empty] | 0 | 0 |  | 0 |  | 0 | [5 empty] | 0 |  | 0 |  | 0 |  | 0 |  | 0 |  | 0 |  | 0 |  | 0 |  |  | 0 | 0 | 0 |  |  | 0 | 0 | 0 | 0 | 0 | 0 | 0 | 0 | 0 | 0 | 0 | 0 | 0 | 0 | 0 | 0 | 0 | 0 | 0 | 0 | 0
0 | 0 |  |  |  | 0 | [11 empty] | 0 | 0 |  | 0 |  | 0 | [5 empty] | 0 |  | 0 |  | 0 |  | 0 |  | 0 |  | 0 |  | 0 |  | 0 |  |  | 0 | 0 | 0 |  |  | 0 | 0 | 0 | 0 | 0 | 0 | 0 | 0 | 0 | 0 | 0 | 0 | 0 | 0 | 0 | 0 | 0 | 0 | 0 | 0 | 0
0 | 0 |  |  |  | 0 | [11 empty] | 0 | 0 |  | 0 |  | 0 | [5 empty] | 0 |  | 0 |  | 0 |  | 0 |  | 0 |  | 0 |  | 0 |  | 0 |  |  | 0 | 0 | 0 |  |  | 0 | 0 | 0 | 0 | 0 | 0 | 0 | 0 | 0 | 0 | 0 | 0 | 0 | 0 | 0 | 0 | 0 | 0 | 0 | 0 | 0
0 | 0 |  |  |  | 0 | [11 empty] | 0 | 0 |  | 0 |  | 0 | [5 empty] | 0 |  | 0 |  | 0 |  | 0 |  | 0 |  | 0 |  | 0 |  | 0 |  |  | 0 | 0 | 0 |  |  | 0 | 0 | 0 | 0 | 0 | 0 | 0 | 0 | 0 | 0 | 0 | 0 | 0 | 0 | 0 | 0 | 0 | 0 | 0 | 0 | 0
0 | 0 |  |  |  | 0 | [11 empty] | 0 | 0 |  | 0 |  | 0 | [5 empty] | 0 |  | 0 |  | 0 |  | 0 |  | 0 |  | 0 |  | 0 |  | 0 |  |  | 0 | 0 | 0 |  |  | 0 | 0 | 0 | 0 | 0 | 0 | 0 | 0 | 0 | 0 | 0 | 0 | 0 | 0 | 0 | 0 | 0 | 0 | 0 | 0 | 0
0 | 0 |  |  |  | 0 | [11 empty] | 0 | 0 |  | 0 |  | 0 | [5 empty] | 0 |  | 0 |  | 0 |  | 0 |  | 0 |  | 0 |  | 0 |  | 0 |  |  | 0 | 0 | 0 |  |  | 0 | 0 | 0 | 0 | 0 | 0 | 0 | 0 | 0 | 0 | 0 | 0 | 0 | 0 | 0 | 0 | 0 | 0 | 0 | 0 | 0
0 | 0 |  |  |  | 0 | [11 empty] | 0 | 0 |  | 0 |  | 0 | [5 empty] | 0 |  | 0 |  | 0 |  | 0 |  | 0 |  | 0 |  | 0 |  | 0 |  |  | 0 | 0 | 0 |  |  | 0 | 0 | 0 | 0 | 0 | 0 | 0 | 0 | 0 | 0 | 0 | 0 | 0 | 0 | 0 | 0 | 0 | 0 | 0 | 0 | 0
0 | 0 |  |  |  | 0 | [11 empty] | 0 | 0 |  | 0 |  | 0 | [5 empty] | 0 |  | 0 |  | 0 |  | 0 |  | 0 |  | 0 |  | 0 |  | 0 |  |  | 0 | 0 | 0 |  |  | 0 | 0 | 0 | 0 | 0 | 0 | 0 | 0 | 0 | 0 | 0 | 0 | 0 | 0 | 0 | 0 | 0 | 0 | 0 | 0 | 0
0 | 0 |  |  |  | 0 | [11 empty] | 0 | 0 |  | 0 |  | 0 | [5 empty] | 0 |  | 0 |  | 0 |  | 0 |  | 0 |  | 0 |  | 0 |  | 0 |  |  | 0 | 0 | 0 |  |  | 0 | 0 | 0 | 0 | 0 | 0 | 0 | 0 | 0 | 0 | 0 | 0 | 0 | 0 | 0 | 0 | 0 | 0 | 0 | 0 | 0
0 | 0 |  |  |  | 0 | [11 empty] | 0 | 0 |  | 0 |  | 0 | [5 empty] | 0 |  | 0 |  | 0 |  | 0 |  | 0 |  | 0 |  | 0 |  | 0 |  |  | 0 | 0 | 0 |  |  | 0 | 0 | 0 | 0 | 0 | 0 | 0 | 0 | 0 | 0 | 0 | 0 | 0 | 0 | 0 | 0 | 0 | 0 | 0 | 0 | 0
0 | 0 |  |  |  | 0 | [11 empty] | 0 | 0 |  | 0 |  | 0 | [5 empty] | 0 |  | 0 |  | 0 |  | 0 |  | 0 |  | 0 |  | 0 |  | 0 |  |  | 0 | 0 | 0 |  |  | 0 | 0 | 0 | 0 | 0 | 0 | 0 | 0 | 0 | 0 | 0 | 0 | 0 | 0 | 0 | 0 | 0 | 0 | 0 | 0 | 0
0 | 0 |  |  |  | 0 | [11 empty] | 0 | 0 |  | 0 |  | 0 | [5 empty] | 0 |  | 0 |  | 0 |  | 0 |  | 0 |  | 0 |  | 0 |  | 0 |  |  | 0 | 0 | 0 |  |  | 0 | 0 | 0 | 0 | 0 | 0 | 0 | 0 | 0 | 0 | 0 | 0 | 0 | 0 | 0 | 0 | 0 | 0 | 0 | 0 | 0
0 | 0 |  |  |  | 0 | [11 empty] | 0 | 0 |  | 0 |  | 0 | [5 empty] | 0 |  | 0 |  | 0 |  | 0 |  | 0 |  | 0 |  | 0 |  | 0 |  |  | 0 | 0 | 0 |  |  | 0 | 0 | 0 | 0 | 0 | 0 | 0 | 0 | 0 | 0 | 0 | 0 | 0 | 0 | 0 | 0 | 0 | 0 | 0 | 0 | 0
0 | 0 |  |  |  | 0 | [11 empty] | 0 | 0 |  | 0 |  | 0 | [5 empty] | 0 |  | 0 |  | 0 |  | 0 |  | 0 |  | 0 |  | 0 |  | 0 |  |  | 0 | 0 | 0 |  |  | 0 | 0 | 0 | 0 | 0 | 0 | 0 | 0 | 0 | 0 | 0 | 0 | 0 | 0 | 0 | 0 | 0 | 0 | 0 | 0 | 0
0 | 0 |  |  |  | 0 | [11 empty] | 0 | 0 |  | 0 |  | 0 | [5 empty] | 0 |  | 0 |  | 0 |  | 0 |  | 0 |  | 0 |  | 0 |  | 0 |  |  | 0 | 0 | 0 |  |  | 0 | 0 | 0 | 0 | 0 | 0 | 0 | 0 | 0 | 0 | 0 | 0 | 0 | 0 | 0 | 0 | 0 | 0 | 0 | 0 | 0
0 | 0 |  |  |  | 0 | [11 empty] | 0 | 0 |  | 0 |  | 0 | [5 empty] | 0 |  | 0 |  | 0 |  | 0 |  | 0 |  | 0 |  | 0 |  | 0 |  |  | 0 | 0 | 0 |  |  | 0 | 0 | 0 | 0 | 0 | 0 | 0 | 0 | 0 | 0 | 0 | 0 | 0 | 0 | 0 | 0 | 0 | 0 | 0 | 0 | 0
0 | 0 |  |  |  | 0 | [11 empty] | 0 | 0 |  | 0 |  | 0 | [5 empty] | 0 |  | 0 |  | 0 |  | 0 |  | 0 |  | 0 |  | 0 |  | 0 |  |  | 0 | 0 | 0 |  |  | 0 | 0 | 0 | 0 | 0 | 0 | 0 | 0 | 0 | 0 | 0 | 0 | 0 | 0 | 0 | 0 | 0 | 0 | 0 | 0 | 0
0 | 0 |  |  |  | 0 | [11 empty] | 0 | 0 |  | 0 |  | 0 | [5 empty] | 0 |  | 0 |  | 0 |  | 0 |  | 0 |  | 0 |  | 0 |  | 0 |  |  | 0 | 0 | 0 |  |  | 0 | 0 | 0 | 0 | 0 | 0 | 0 | 0 | 0 | 0 | 0 | 0 | 0 | 0 | 0 | 0 | 0 | 0 | 0 | 0 | 0
0 | 0 |  |  |  | 0 | [11 empty] | 0 | 0 |  | 0 |  | 0 | [5 empty] | 0 |  | 0 |  | 0 |  | 0 |  | 0 |  | 0 |  | 0 |  | 0 |  |  | 0 | 0 | 0 |  |  | 0 | 0 | 0 | 0 | 0 | 0 | 0 | 0 | 0 | 0 | 0 | 0 | 0 | 0 | 0 | 0 | 0 | 0 | 0 | 0 | 0
0 | 0 |  |  |  | 0 | [11 empty] | 0 | 0 |  | 0 |  | 0 | [5 empty] | 0 |  | 0 |  | 0 |  | 0 |  | 0 |  | 0 |  | 0 |  | 0 |  |  | 0 | 0 | 0 |  |  | 0 | 0 | 0 | 0 | 0 | 0 | 0 | 0 | 0 | 0 | 0 | 0 | 0 | 0 | 0 | 0 | 0 | 0 | 0 | 0 | 0
0 | 0 |  |  |  | 0 | [11 empty] | 0 | 0 |  | 0 |  | 0 | [5 empty] | 0 |  | 0 |  | 0 |  | 0 |  | 0 |  | 0 |  | 0 |  | 0 |  |  | 0 | 0 | 0 |  |  | 0 | 0 | 0 | 0 | 0 | 0 | 0 | 0 | 0 | 0 | 0 | 0 | 0 | 0 | 0 | 0 | 0 | 0 | 0 | 0 | 0
0 | 0 |  |  |  | 0 | [11 empty] | 0 | 0 |  | 0 |  | 0 | [5 empty] | 0 |  | 0 |  | 0 |  | 0 |  | 0 |  | 0 |  | 0 |  | 0 |  |  | 0 | 0 | 0 |  |  | 0 | 0 | 0 | 0 | 0 | 0 | 0 | 0 | 0 | 0 | 0 | 0 | 0 | 0 | 0 | 0 | 0 | 0 | 0 | 0 | 0
0 | 0 |  |  |  | 0 | [11 empty] | 0 | 0 |  | 0 |  | 0 | [5 empty] | 0 |  | 0 |  | 0 |  | 0 |  | 0 |  | 0 |  | 0 |  | 0 |  |  | 0 | 0 | 0 |  |  | 0 | 0 | 0 | 0 | 0 | 0 | 0 | 0 | 0 | 0 | 0 | 0 | 0 | 0 | 0 | 0 | 0 | 0 | 0 | 0 | 0
0 | 0 |  |  |  | 0 | [11 empty] | 0 | 0 |  | 0 |  | 0 | [5 empty] | 0 |  | 0 |  | 0 |  | 0 |  | 0 |  | 0 |  | 0 |  | 0 |  |  | 0 | 0 | 0 |  |  | 0 | 0 | 0 | 0 | 0 | 0 | 0 | 0 | 0 | 0 | 0 | 0 | 0 | 0 | 0 | 0 | 0 | 0 | 0 | 0 | 0
0 | 0 |  |  |  | 0 | [11 empty] | 0 | 0 |  | 0 |  | 0 | [5 empty] | 0 |  | 0 |  | 0 |  | 0 |  | 0 |  | 0 |  | 0 |  | 0 |  |  | 0 | 0 | 0 |  |  | 0 | 0 | 0 | 0 | 0 | 0 | 0 | 0 | 0 | 0 | 0 | 0 | 0 | 0 | 0 | 0 | 0 | 0 | 0 | 0 | 0
0 | 0 |  |  |  | 0 | [11 empty] | 0 | 0 |  | 0 |  | 0 | [5 empty] | 0 |  | 0 |  | 0 |  | 0 |  | 0 |  | 0 |  | 0 |  | 0 |  |  | 0 | 0 | 0 |  |  | 0 | 0 | 0 | 0 | 0 | 0 | 0 | 0 | 0 | 0 | 0 | 0 | 0 | 0 | 0 | 0 | 0 | 0 | 0 | 0 | 0
0 | 0 |  |  |  | 0 | [11 empty] | 0 | 0 |  | 0 |  | 0 | [5 empty] | 0 |  | 0 |  | 0 |  | 0 |  | 0 |  | 0 |  | 0 |  | 0 |  |  | 0 | 0 | 0 |  |  | 0 | 0 | 0 | 0 | 0 | 0 | 0 | 0 | 0 | 0 | 0 | 0 | 0 | 0 | 0 | 0 | 0 | 0 | 0 | 0 | 0
0 | 0 |  |  |  | 0 | [11 empty] | 0 | 0 |  | 0 |  | 0 | [5 empty] | 0 |  | 0 |  | 0 |  | 0 |  | 0 |  | 0 |  | 0 |  | 0 |  |  | 0 | 0 | 0 |  |  | 0 | 0 | 0 | 0 | 0 | 0 | 0 | 0 | 0 | 0 | 0 | 0 | 0 | 0 | 0 | 0 | 0 | 0 | 0 | 0 | 0
0 | 0 |  |  |  | 0 | [11 empty] | 0 | 0 |  | 0 |  | 0 | [5 empty] | 0 |  | 0 |  | 0 |  | 0 |  | 0 |  | 0 |  | 0 |  | 0 |  |  | 0 | 0 | 0 |  |  | 0 | 0 | 0 | 0 | 0 | 0 | 0 | 0 | 0 | 0 | 0 | 0 | 0 | 0 | 0 | 0 | 0 | 0 | 0 | 0 | 0
0 | 0 |  |  |  | 0 | [11 empty] | 0 | 0 |  | 0 |  | 0 | [5 empty] | 0 |  | 0 |  | 0 |  | 0 |  | 0 |  | 0 |  | 0 |  | 0 |  |  | 0 | 0 | 0 |  |  | 0 | 0 | 0 | 0 | 0 | 0 | 0 | 0 | 0 | 0 | 0 | 0 | 0 | 0 | 0 | 0 | 0 | 0 | 0 | 0 | 0
0 | 0 |  |  |  | 0 | [11 empty] | 0 | 0 |  | 0 |  | 0 | [5 empty] | 0 |  | 0 |  | 0 |  | 0 |  | 0 |  | 0 |  | 0 |  | 0 |  |  | 0 | 0 | 0 |  |  | 0 | 0 | 0 | 0 | 0 | 0 | 0 | 0 | 0 | 0 | 0 | 0 | 0 | 0 | 0 | 0 | 0 | 0 | 0 | 0 | 0
0 | 0 |  |  |  | 0 | [11 empty] | 0 | 0 |  | 0 |  | 0 | [5 empty] | 0 |  | 0 |  | 0 |  | 0 |  | 0 |  | 0 |  | 0 |  | 0 |  |  | 0 | 0 | 0 |  |  | 0 | 0 | 0 | 0 | 0 | 0 | 0 | 0 | 0 | 0 | 0 | 0 | 0 | 0 | 0 | 0 | 0 | 0 | 0 | 0 | 0
0 | 0 |  |  |  | 0 | [11 empty] | 0 | 0 |  | 0 |  | 0 | [5 empty] | 0 |  | 0 |  | 0 |  | 0 |  | 0 |  | 0 |  | 0 |  | 0 |  |  | 0 | 0 | 0 |  |  | 0 | 0 | 0 | 0 | 0 | 0 | 0 | 0 | 0 | 0 | 0 | 0 | 0 | 0 | 0 | 0 | 0 | 0 | 0 | 0 | 0
0 | 0 |  |  |  | 0 | [11 empty] | 0 | 0 |  | 0 |  | 0 | [5 empty] | 0 |  | 0 |  | 0 |  | 0 |  | 0 |  | 0 |  | 0 |  | 0 |  |  | 0 | 0 | 0 |  |  | 0 | 0 | 0 | 0 | 0 | 0 | 0 | 0 | 0 | 0 | 0 | 0 | 0 | 0 | 0 | 0 | 0 | 0 | 0 | 0 | 0
0 | 0 |  |  |  | 0 | [11 empty] | 0 | 0 |  | 0 |  | 0 | [5 empty] | 0 |  | 0 |  | 0 |  | 0 |  | 0 |  | 0 |  | 0 |  | 0 |  |  | 0 | 0 | 0 |  |  | 0 | 0 | 0 | 0 | 0 | 0 | 0 | 0 | 0 | 0 | 0 | 0 | 0 | 0 | 0 | 0 | 0 | 0 | 0 | 0 | 0
0 | 0 |  |  |  | 0 | [11 empty] | 0 | 0 |  | 0 |  | 0 | [5 empty] | 0 |  | 0 |  | 0 |  | 0 |  | 0 |  | 0 |  | 0 |  | 0 |  |  | 0 | 0 | 0 |  |  | 0 | 0 | 0 | 0 | 0 | 0 | 0 | 0 | 0 | 0 | 0 | 0 | 0 | 0 | 0 | 0 | 0 | 0 | 0 | 0 | 0
0 | 0 |  |  |  | 0 | [11 empty] | 0 | 0 |  | 0 |  | 0 | [5 empty] | 0 |  | 0 |  | 0 |  | 0 |  | 0 |  | 0 |  | 0 |  | 0 |  |  | 0 | 0 | 0 |  |  | 0 | 0 | 0 | 0 | 0 | 0 | 0 | 0 | 0 | 0 | 0 | 0 | 0 | 0 | 0 | 0 | 0 | 0 | 0 | 0 | 0
0 | 0 |  |  |  | 0 | [11 empty] | 0 | 0 |  | 0 |  | 0 | [5 empty] | 0 |  | 0 |  | 0 |  | 0 |  | 0 |  | 0 |  | 0 |  | 0 |  |  | 0 | 0 | 0 |  |  | 0 | 0 | 0 | 0 | 0 | 0 | 0 | 0 | 0 | 0 | 0 | 0 | 0 | 0 | 0 | 0 | 0 | 0 | 0 | 0 | 0
0 | 0 |  |  |  | 0 | [11 empty] | 0 | 0 |  | 0 |  | 0 | [5 empty] | 0 |  | 0 |  | 0 |  | 0 |  | 0 |  | 0 |  | 0 |  | 0 |  |  | 0 | 0 | 0 |  |  | 0 | 0 | 0 | 0 | 0 | 0 | 0 | 0 | 0 | 0 | 0 | 0 | 0 | 0 | 0 | 0 | 0 | 0 | 0 | 0 | 0
0 | 0 |  |  |  | 0 | [11 empty] | 0 | 0 |  | 0 |  | 0 | [5 empty] | 0 |  | 0 |  | 0 |  | 0 |  | 0 |  | 0 |  | 0 |  | 0 |  |  | 0 | 0 | 0 |  |  | 0 | 0 | 0 | 0 | 0 | 0 | 0 | 0 | 0 | 0 | 0 | 0 | 0 | 0 | 0 | 0 | 0 | 0 | 0 | 0 | 0
0 | 0 |  |  |  | 0 | [11 empty] | 0 | 0 |  | 0 |  | 0 | [5 empty] | 0 |  | 0 |  | 0 |  | 0 |  | 0 |  | 0 |  | 0 |  | 0 |  |  | 0 | 0 | 0 |  |  | 0 | 0 | 0 | 0 | 0 | 0 | 0 | 0 | 0 | 0 | 0 | 0 | 0 | 0 | 0 | 0 | 0 | 0 | 0 | 0 | 0
0 | 0 |  |  |  | 0 | [11 empty] | 0 | 0 |  | 0 |  | 0 | [5 empty] | 0 |  | 0 |  | 0 |  | 0 |  | 0 |  | 0 |  | 0 |  | 0 |  |  | 0 | 0 | 0 |  |  | 0 | 0 | 0 | 0 | 0 | 0 | 0 | 0 | 0 | 0 | 0 | 0 | 0 | 0 | 0 | 0 | 0 | 0 | 0 | 0 | 0
0 | 0 |  |  |  | 0 | [11 empty] | 0 | 0 |  | 0 |  | 0 | [5 empty] | 0 |  | 0 |  | 0 |  | 0 |  | 0 |  | 0 |  | 0 |  | 0 |  |  | 0 | 0 | 0 |  |  | 0 | 0 | 0 | 0 | 0 | 0 | 0 | 0 | 0 | 0 | 0 | 0 | 0 | 0 | 0 | 0 | 0 | 0 | 0 | 0 | 0
0 | 0 |  |  |  | 0 | [11 empty] | 0 | 0 |  | 0 |  | 0 | [5 empty] | 0 |  | 0 |  | 0 |  | 0 |  | 0 |  | 0 |  | 0 |  | 0 |  |  | 0 | 0 | 0 |  |  | 0 | 0 | 0 | 0 | 0 | 0 | 0 | 0 | 0 | 0 | 0 | 0 | 0 | 0 | 0 | 0 | 0 | 0 | 0 | 0 | 0
0
[6 empty] | END |  | Total Price for Schedule 10 | [9 empty] | 0 |  | 0 |  | 0 | Baht |  | Baht |  | Baht |  | Baht |  | Baht |  |  | 0 | Baht |  | Baht |  | Baht |  | Baht |  |  |  |  | Baht | Baht |  |  | Baht | Baht | Baht | Baht | Baht | Baht | Baht | Baht | Baht | Baht | Baht | Baht | Baht | Baht | Baht | Baht | Baht | Baht | Baht | Baht | Baht | bar: 79 to 81
[18 empty] | 0 |  | 0 |  | 0 | [5 empty] | 0 |  | 0 |  | 0 |  | 0 |  | 0 |  | 0 |  | 0 |  | 0 |  |  |  | 0 | 0 |  |  | 0 | 0 | 0 | 0 | 0 | 0 | 0 | 0 | 0 | 0 | 0 | 0 | 0 | 0 | 0 | 0 | 0 | 0 | 0 | 0 | 0 | bar: 79 to 81
[18 empty] | 0 |  | 0 |  | 0 | [11 empty] | 0 | bar: 79 to 81
[18 empty] | 0 |  | 0 |  | 0 | [11 empty] | 0 | bar: 79 to 81
[18 empty] | 0 |  | 0 |  | 0 | [11 empty] | 0
[18 empty] | 0 |  | 0 |  | 0 | [11 empty] | 0
[18 empty] | 0 |  | 0 |  | 0 | [11 empty] | 0
[18 empty] | 0 |  | 0 |  | 0 | [11 empty] | 0
000000000000000000000000000000000000000
0000000000000000000000000000000000000000
000000000000000000000
[8 empty] | 0 | 0 |  |  |  |  | 0000000000000000000000000000000000000000000000000000000000000000000000000000000000000000000000000000
[8 empty] | 0 | 0
[8 empty] | 0 | 0
[8 empty] | 0 | 0
[8 empty] | 0 | 0
[8 empty] | 0 | 0
[8 empty] | 0 | 0
[8 empty] | 0 | 0
[8 empty] | 0 | 0
[8 empty] | 0 | 0
[8 empty] | 0 | 0
[8 empty] | 0 | 0
[8 empty] | 0 | 0
[8 empty] | 0 | 0
[8 empty] | 0 | 0
[8 empty] | 0 | 0
[8 empty] | 0 | 0
[8 empty] | 0 | 0
[8 empty] | 0 | 0
[8 empty] | 0 | 0
[8 empty] | 0 | 0
[8 empty] | 0 | 0
[8 empty] | 0 | 0
[8 empty] | 0 | 0
[8 empty] | 0 | 0
[8 empty] | 0 | 0
[8 empty] | 0 | 0
[8 empty] | 0 | 0
[8 empty] | 0 | 0
[8 empty] | 0 | 0
[8 empty] | 0 | 0
[8 empty] | 0 | 0
[8 empty] | 0 | 0
[8 empty] | 0 | 0
[8 empty] | 0 | 0
[8 empty] | 0 | 0
[8 empty] | 0 | 0
[8 empty] | 0 | 0
[8 empty] | 0 | 0
[8 empty] | 0 | 0
[8 empty] | 0 | 0
[8 empty] | 0 | 0
[8 empty] | 0 | 0
[8 empty] | 0 | 0
[8 empty] | 0 | 0
[8 empty] | 0 | 0
[8 empty] | 0 | 0
[8 empty] | 0 | 0
[8 empty] | 0 | 0
[8 empty] | 0 | 0
[8 empty] | 0 | 0
[8 empty] | 0 | 0
[8 empty] | 0 | 0
[8 empty] | 0 | 0
[8 empty] | 0 | 0
[8 empty] | 0 | 0
[8 empty] | 0 | 0
[8 empty] | 0 | 0
[8 empty] | 0 | 0
[8 empty] | 0 | 0
[8 empty] | 0 | 0
[8 empty] | 0 | 0
[8 empty] | 0 | 0
[8 empty] | 0 | 0
[8 empty] | 0 | 0
[8 empty] | 0 | 0
[8 empty] | 0 | 0
[8 empty] | 0 | 0
[8 empty] | 0 | 0
[8 empty] | 0 | 0
[8 empty] | 0 | 0
[8 empty] | 0 | 0
[8 empty] | 0 | 0
[8 empty] | 0 | 0
[8 empty] | 0 | 0
[8 empty] | 0 | 0
[8 empty] | 0 | 0
[8 empty] | 0 | 0
[8 empty] | 0 | 0
[8 empty] | 0 | 0
[8 empty] | 0 | 0
[8 empty] | 0 | 0
[8 empty] | 0 | 0
[8 empty] | 0 | 0
[8 empty] | 0 | 0
[8 empty] | 0 | 0
[8 empty] | 0 | 0
[8 empty] | 0 | 0
[8 empty] | 0 | 0
[8 empty] | 0 | 0
[8 empty] | 0 | 0
[8 empty] | 0 | 0
[8 empty] | 0 | 0
[8 empty] | 0 | 0
[8 empty] | 0 | 0
[8 empty] | 0 | 0
[8 empty] | 0 | 0
[8 empty] | 0 | 0
[8 empty] | 0 | 0
[8 empty] | 0 | 0

## Sch 11 (hidden)
INVITATION TO BID NO. TIEC-CR-13
Schedule 11 :
[77 empty] | 79 | 80 | 81 | 82 | 83 | 84 | 85 | 86 | 87 | 88 | 89 | 90 | 91 | 92 | 93 | 94 | 95 | 96 | 97 | 98 | 99 | 100 | 101 | 102 | 103 | 104 | 105 | 106 | 107 | 108 | 109 | 110 | 111 | 112 | 113 | 114 | 115 | 116 | 117 | 118 | 119 | 120 | 121 | 122 | 123 | 124 | 125 | 126 | 127 | 128
[8 empty] | SUPPLY OF CONTROL AND PROTECTION EQUIPMENT | [62 empty] | 72 | 73 | 75 | 76 | 77 | 78 | 82: Breakdown per Item :
[8 empty] | TRANSMISSION SYSTEM IMPROVEMENT PROJECT IN NORTHEASTERN, LOWER NORTHERN, CENTRAL REGIONS AND BANGKOK AREA TO ENHANCE SYSTEM SECURITY | [68 empty] | 82: Schedule :
System :
Job No. | Substation | Delivery Required by EGAT |  |  |  | Material group | Code No. | Item No. | Description | Short Description | Drawing No. / Reference No. | Qty. | Unit | Currency | Supply of Equipment |  |  |  | Supply of Equipment |  | Supply of Equipment |  | Supply of Equipment |  |  |  | Supply of Equipment |  | Supply of Equipment |  | Supply of Equipment |  | Foreign Currency |  | Local Currency |  | Local Transportation |  | Local Transportation, Construction and Installation |  | Purchase Price Offered for Dismantled Equipment |  | Plant |  | UOM | [25 empty] | Irrelevant | Incoterm | Account Assignment | Cost Object | Fund Center |  | 105: CFR Thai Port; 107: CIF Thai Port; 109: DDP EGAT 's Store; 111: Local Transportation; 113: Custom Clearance; 115: DDP EGAT 's Store; 117: Ex-works Price; 119: Local Transportation; 121: Foreign Currency; 123: Local Currency; 125: Local Transportation to EGAT 's Store; 127: Local Transportation, Construction and Installation | Long Description | Short Description
|  | (with in months after receipt of the notification of award) | [12 empty] | Foreign Supply |  |  |  | Foreign Supply |  | Foreign Supply |  | Foreign Supply | [5 empty] | Local Supply |  | Local Supply | [16 empty] | Preference | % Import Duty | Preference | CFR Price | CIF Price | Foreign Currency | Ex-works Price | Local Currency | Local Transportation | Local Transportation, | Marine Insurance Price | Customs Clearance | Import Duty Price | VAT for Imported Equipment | VAT for Import Duty | VAT for | VAT for Ex-works Price | VAT for | VAT for | VAT for Transportation, Construction and Installation | Foreign | Local | Evaluation Price | [6 empty] | 115: ( excluding VAT ); 117: ( excluding VAT )
[5 empty] | Completion Date | [9 empty] | FOB Vessel | Cost of | CFR Thai Port |  | CIF Thai Port |  | DDP EGAT 's Store |  | Local Transportation |  | Custom Clearance |  | DDP EGAT 's Store |  | Ex-works Price |  | Local Transportation | [12 empty] | Breakdown tab |  | Proposed Price | Evaluation Price | Status | [7 empty] | to EGAT 's Store | Construction and | [5 empty] | Foreign Currency |  | Local Currency | Local Transportation |  | Price Adjustment | Price Adjustment | [7 empty] | 104: Incoterm; 105: CFR; 107: CIF; 109: DDP; 111: ZTF; 113: ZCC; 115: DDP; 117: EXW; 119: ZTL; 125: ZTT; 127: ZCN
|  | CFR Thai Port | DDP or EGAT's Store | Ex-works | [11 empty] | Transportation | [10 empty] | ( excluding VAT ) |  | ( excluding VAT ) |  | ( excluding VAT ) |  | ( excluding VAT ) |  | ( excluding VAT ) |  | ( excluding VAT ) |  | ( excluding VAT ) |  | ( including VAT ) | [15 empty] | Installation | [%Insure(110%(CFR))] | [%Custom(CIF)] | [%Import Duty(CIF)] | [ %VAT(CFR/CIF) ] | [ %VAT( Import Duty) ] | [ %VAT(Foreign Currency) ] | [ %VAT(Ex-works Price) ] | [ %VAT(Local Currency) ] | to EGAT 's Store | [10 empty] | 104: Material group; 111: SV-TRN-MT; 113: SV-CTM; 119: SV-TRN-MT; 125: SV-TRN-MT; 127: SV-CVL
[16 empty] | to Thai Port | [6 empty] | Baht |  | Baht |  | Baht |  | Baht |  | Baht |  |  |  | Baht |  | Baht |  | Baht |  | Baht |  |  |  |  | Baht | Baht |  |  | Baht | Baht | Baht | Baht | Baht | Baht | Baht | Baht | Baht | Baht | Baht | Baht | Baht | Baht | Baht | Baht | Baht | Baht | Baht | Baht | Baht
|  | (month) | (month) | (month) | (month) | [9 empty] | Unit Price | Unit Price | Unit Price | Amount | Unit Price | Amount | Unit Price | Amount | Unit Price | Amount | Unit Price | Amount | Unit Price | Amount | Unit Price | Amount | Unit Price | Amount | Unit Price | Amount | Unit Price | Amount | Unit Price | Amount | Unit Price | Amount | Unit Price | Amount | [5 empty] | (Y/N) | (IPDTY) | (PRF) | (CFR) | (CIF) | (FC) | (EW) | (LC) | (LT) | (TCI) | (MI) | (CC) | ( IDP) | (VATIE) | (VATID) | (VATFC) | (VATEW) | (VATLC) | (VATLT) | (VATTCI) | (FPA) | (LPA) | (EVAPR)
0 | 0 |  |  |  | 0 | [11 empty] | 0 | 0 |  | 0 |  | 0 | [5 empty] | 0 |  | 0 |  | 0 |  | 0 |  | 0 |  | 0 |  | 0 |  | 0 |  |  | 0 | 0 | 0 |  |  | 0 | 0 | 0 | 0 | 0 | 0 | 0 | 0 | 0 | 0 | 0 | 0 | 0 | 0 | 0 | 0 | 0 | 0 | 0 | 0 | 0
0 | 0 |  |  |  | 0 | [11 empty] | 0 | 0 |  | 0 |  | 0 | [5 empty] | 0 |  | 0 |  | 0 |  | 0 |  | 0 |  | 0 |  | 0 |  | 0 |  |  | 0 | 0 | 0 |  |  | 0 | 0 | 0 | 0 | 0 | 0 | 0 | 0 | 0 | 0 | 0 | 0 | 0 | 0 | 0 | 0 | 0 | 0 | 0 | 0 | 0
0 | 0 |  |  |  | 0 | [11 empty] | 0 | 0 |  | 0 |  | 0 | [5 empty] | 0 |  | 0 |  | 0 |  | 0 |  | 0 |  | 0 |  | 0 |  | 0 |  |  | 0 | 0 | 0 |  |  | 0 | 0 | 0 | 0 | 0 | 0 | 0 | 0 | 0 | 0 | 0 | 0 | 0 | 0 | 0 | 0 | 0 | 0 | 0 | 0 | 0
0 | 0 |  |  |  | 0 | [11 empty] | 0 | 0 |  | 0 |  | 0 | [5 empty] | 0 |  | 0 |  | 0 |  | 0 |  | 0 |  | 0 |  | 0 |  | 0 |  |  | 0 | 0 | 0 |  |  | 0 | 0 | 0 | 0 | 0 | 0 | 0 | 0 | 0 | 0 | 0 | 0 | 0 | 0 | 0 | 0 | 0 | 0 | 0 | 0 | 0
0 | 0 |  |  |  | 0 | [11 empty] | 0 | 0 |  | 0 |  | 0 | [5 empty] | 0 |  | 0 |  | 0 |  | 0 |  | 0 |  | 0 |  | 0 |  | 0 |  |  | 0 | 0 | 0 |  |  | 0 | 0 | 0 | 0 | 0 | 0 | 0 | 0 | 0 | 0 | 0 | 0 | 0 | 0 | 0 | 0 | 0 | 0 | 0 | 0 | 0
0 | 0 |  |  |  | 0 | [11 empty] | 0 | 0 |  | 0 |  | 0 | [5 empty] | 0 |  | 0 |  | 0 |  | 0 |  | 0 |  | 0 |  | 0 |  | 0 |  |  | 0 | 0 | 0 |  |  | 0 | 0 | 0 | 0 | 0 | 0 | 0 | 0 | 0 | 0 | 0 | 0 | 0 | 0 | 0 | 0 | 0 | 0 | 0 | 0 | 0
0 | 0 |  |  |  | 0 | [11 empty] | 0 | 0 |  | 0 |  | 0 | [5 empty] | 0 |  | 0 |  | 0 |  | 0 |  | 0 |  | 0 |  | 0 |  | 0 |  |  | 0 | 0 | 0 |  |  | 0 | 0 | 0 | 0 | 0 | 0 | 0 | 0 | 0 | 0 | 0 | 0 | 0 | 0 | 0 | 0 | 0 | 0 | 0 | 0 | 0
0 | 0 |  |  |  | 0 | [11 empty] | 0 | 0 |  | 0 |  | 0 | [5 empty] | 0 |  | 0 |  | 0 |  | 0 |  | 0 |  | 0 |  | 0 |  | 0 |  |  | 0 | 0 | 0 |  |  | 0 | 0 | 0 | 0 | 0 | 0 | 0 | 0 | 0 | 0 | 0 | 0 | 0 | 0 | 0 | 0 | 0 | 0 | 0 | 0 | 0
0 | 0 |  |  |  | 0 | [11 empty] | 0 | 0 |  | 0 |  | 0 | [5 empty] | 0 |  | 0 |  | 0 |  | 0 |  | 0 |  | 0 |  | 0 |  | 0 |  |  | 0 | 0 | 0 |  |  | 0 | 0 | 0 | 0 | 0 | 0 | 0 | 0 | 0 | 0 | 0 | 0 | 0 | 0 | 0 | 0 | 0 | 0 | 0 | 0 | 0
0 | 0 |  |  |  | 0 | [11 empty] | 0 | 0 |  | 0 |  | 0 | [5 empty] | 0 |  | 0 |  | 0 |  | 0 |  | 0 |  | 0 |  | 0 |  | 0 |  |  | 0 | 0 | 0 |  |  | 0 | 0 | 0 | 0 | 0 | 0 | 0 | 0 | 0 | 0 | 0 | 0 | 0 | 0 | 0 | 0 | 0 | 0 | 0 | 0 | 0
0 | 0 |  |  |  | 0 | [11 empty] | 0 | 0 |  | 0 |  | 0 | [5 empty] | 0 |  | 0 |  | 0 |  | 0 |  | 0 |  | 0 |  | 0 |  | 0 |  |  | 0 | 0 | 0 |  |  | 0 | 0 | 0 | 0 | 0 | 0 | 0 | 0 | 0 | 0 | 0 | 0 | 0 | 0 | 0 | 0 | 0 | 0 | 0 | 0 | 0
0 | 0 |  |  |  | 0 | [11 empty] | 0 | 0 |  | 0 |  | 0 | [5 empty] | 0 |  | 0 |  | 0 |  | 0 |  | 0 |  | 0 |  | 0 |  | 0 |  |  | 0 | 0 | 0 |  |  | 0 | 0 | 0 | 0 | 0 | 0 | 0 | 0 | 0 | 0 | 0 | 0 | 0 | 0 | 0 | 0 | 0 | 0 | 0 | 0 | 0
0 | 0 |  |  |  | 0 | [11 empty] | 0 | 0 |  | 0 |  | 0 | [5 empty] | 0 |  | 0 |  | 0 |  | 0 |  | 0 |  | 0 |  | 0 |  | 0 |  |  | 0 | 0 | 0 |  |  | 0 | 0 | 0 | 0 | 0 | 0 | 0 | 0 | 0 | 0 | 0 | 0 | 0 | 0 | 0 | 0 | 0 | 0 | 0 | 0 | 0
0 | 0 |  |  |  | 0 | [11 empty] | 0 | 0 |  | 0 |  | 0 | [5 empty] | 0 |  | 0 |  | 0 |  | 0 |  | 0 |  | 0 |  | 0 |  | 0 |  |  | 0 | 0 | 0 |  |  | 0 | 0 | 0 | 0 | 0 | 0 | 0 | 0 | 0 | 0 | 0 | 0 | 0 | 0 | 0 | 0 | 0 | 0 | 0 | 0 | 0
0 | 0 |  |  |  | 0 | [11 empty] | 0 | 0 |  | 0 |  | 0 | [5 empty] | 0 |  | 0 |  | 0 |  | 0 |  | 0 |  | 0 |  | 0 |  | 0 |  |  | 0 | 0 | 0 |  |  | 0 | 0 | 0 | 0 | 0 | 0 | 0 | 0 | 0 | 0 | 0 | 0 | 0 | 0 | 0 | 0 | 0 | 0 | 0 | 0 | 0
0 | 0 |  |  |  | 0 | [11 empty] | 0 | 0 |  | 0 |  | 0 | [5 empty] | 0 |  | 0 |  | 0 |  | 0 |  | 0 |  | 0 |  | 0 |  | 0 |  |  | 0 | 0 | 0 |  |  | 0 | 0 | 0 | 0 | 0 | 0 | 0 | 0 | 0 | 0 | 0 | 0 | 0 | 0 | 0 | 0 | 0 | 0 | 0 | 0 | 0
0 | 0 |  |  |  | 0 | [11 empty] | 0 | 0 |  | 0 |  | 0 | [5 empty] | 0 |  | 0 |  | 0 |  | 0 |  | 0 |  | 0 |  | 0 |  | 0 |  |  | 0 | 0 | 0 |  |  | 0 | 0 | 0 | 0 | 0 | 0 | 0 | 0 | 0 | 0 | 0 | 0 | 0 | 0 | 0 | 0 | 0 | 0 | 0 | 0 | 0
0 | 0 |  |  |  | 0 | [11 empty] | 0 | 0 |  | 0 |  | 0 | [5 empty] | 0 |  | 0 |  | 0 |  | 0 |  | 0 |  | 0 |  | 0 |  | 0 |  |  | 0 | 0 | 0 |  |  | 0 | 0 | 0 | 0 | 0 | 0 | 0 | 0 | 0 | 0 | 0 | 0 | 0 | 0 | 0 | 0 | 0 | 0 | 0 | 0 | 0
0 | 0 |  |  |  | 0 | [11 empty] | 0 | 0 |  | 0 |  | 0 | [5 empty] | 0 |  | 0 |  | 0 |  | 0 |  | 0 |  | 0 |  | 0 |  | 0 |  |  | 0 | 0 | 0 |  |  | 0 | 0 | 0 | 0 | 0 | 0 | 0 | 0 | 0 | 0 | 0 | 0 | 0 | 0 | 0 | 0 | 0 | 0 | 0 | 0 | 0
0 | 0 |  |  |  | 0 | [11 empty] | 0 | 0 |  | 0 |  | 0 | [5 empty] | 0 |  | 0 |  | 0 |  | 0 |  | 0 |  | 0 |  | 0 |  | 0 |  |  | 0 | 0 | 0 |  |  | 0 | 0 | 0 | 0 | 0 | 0 | 0 | 0 | 0 | 0 | 0 | 0 | 0 | 0 | 0 | 0 | 0 | 0 | 0 | 0 | 0
0 | 0 |  |  |  | 0 | [11 empty] | 0 | 0 |  | 0 |  | 0 | [5 empty] | 0 |  | 0 |  | 0 |  | 0 |  | 0 |  | 0 |  | 0 |  | 0 |  |  | 0 | 0 | 0 |  |  | 0 | 0 | 0 | 0 | 0 | 0 | 0 | 0 | 0 | 0 | 0 | 0 | 0 | 0 | 0 | 0 | 0 | 0 | 0 | 0 | 0
0 | 0 |  |  |  | 0 | [11 empty] | 0 | 0 |  | 0 |  | 0 | [5 empty] | 0 |  | 0 |  | 0 |  | 0 |  | 0 |  | 0 |  | 0 |  | 0 |  |  | 0 | 0 | 0 |  |  | 0 | 0 | 0 | 0 | 0 | 0 | 0 | 0 | 0 | 0 | 0 | 0 | 0 | 0 | 0 | 0 | 0 | 0 | 0 | 0 | 0
0 | 0 |  |  |  | 0 | [11 empty] | 0 | 0 |  | 0 |  | 0 | [5 empty] | 0 |  | 0 |  | 0 |  | 0 |  | 0 |  | 0 |  | 0 |  | 0 |  |  | 0 | 0 | 0 |  |  | 0 | 0 | 0 | 0 | 0 | 0 | 0 | 0 | 0 | 0 | 0 | 0 | 0 | 0 | 0 | 0 | 0 | 0 | 0 | 0 | 0
0 | 0 |  |  |  | 0 | [11 empty] | 0 | 0 |  | 0 |  | 0 | [5 empty] | 0 |  | 0 |  | 0 |  | 0 |  | 0 |  | 0 |  | 0 |  | 0 |  |  | 0 | 0 | 0 |  |  | 0 | 0 | 0 | 0 | 0 | 0 | 0 | 0 | 0 | 0 | 0 | 0 | 0 | 0 | 0 | 0 | 0 | 0 | 0 | 0 | 0
0 | 0 |  |  |  | 0 | [11 empty] | 0 | 0 |  | 0 |  | 0 | [5 empty] | 0 |  | 0 |  | 0 |  | 0 |  | 0 |  | 0 |  | 0 |  | 0 |  |  | 0 | 0 | 0 |  |  | 0 | 0 | 0 | 0 | 0 | 0 | 0 | 0 | 0 | 0 | 0 | 0 | 0 | 0 | 0 | 0 | 0 | 0 | 0 | 0 | 0
0 | 0 |  |  |  | 0 | [11 empty] | 0 | 0 |  | 0 |  | 0 | [5 empty] | 0 |  | 0 |  | 0 |  | 0 |  | 0 |  | 0 |  | 0 |  | 0 |  |  | 0 | 0 | 0 |  |  | 0 | 0 | 0 | 0 | 0 | 0 | 0 | 0 | 0 | 0 | 0 | 0 | 0 | 0 | 0 | 0 | 0 | 0 | 0 | 0 | 0
0 | 0 |  |  |  | 0 | [11 empty] | 0 | 0 |  | 0 |  | 0 | [5 empty] | 0 |  | 0 |  | 0 |  | 0 |  | 0 |  | 0 |  | 0 |  | 0 |  |  | 0 | 0 | 0 |  |  | 0 | 0 | 0 | 0 | 0 | 0 | 0 | 0 | 0 | 0 | 0 | 0 | 0 | 0 | 0 | 0 | 0 | 0 | 0 | 0 | 0
0 | 0 |  |  |  | 0 | [11 empty] | 0 | 0 |  | 0 |  | 0 | [5 empty] | 0 |  | 0 |  | 0 |  | 0 |  | 0 |  | 0 |  | 0 |  | 0 |  |  | 0 | 0 | 0 |  |  | 0 | 0 | 0 | 0 | 0 | 0 | 0 | 0 | 0 | 0 | 0 | 0 | 0 | 0 | 0 | 0 | 0 | 0 | 0 | 0 | 0
0 | 0 |  |  |  | 0 | [11 empty] | 0 | 0 |  | 0 |  | 0 | [5 empty] | 0 |  | 0 |  | 0 |  | 0 |  | 0 |  | 0 |  | 0 |  | 0 |  |  | 0 | 0 | 0 |  |  | 0 | 0 | 0 | 0 | 0 | 0 | 0 | 0 | 0 | 0 | 0 | 0 | 0 | 0 | 0 | 0 | 0 | 0 | 0 | 0 | 0
0 | 0 |  |  |  | 0 | [11 empty] | 0 | 0 |  | 0 |  | 0 | [5 empty] | 0 |  | 0 |  | 0 |  | 0 |  | 0 |  | 0 |  | 0 |  | 0 |  |  | 0 | 0 | 0 |  |  | 0 | 0 | 0 | 0 | 0 | 0 | 0 | 0 | 0 | 0 | 0 | 0 | 0 | 0 | 0 | 0 | 0 | 0 | 0 | 0 | 0
0 | 0 |  |  |  | 0 | [11 empty] | 0 | 0 |  | 0 |  | 0 | [5 empty] | 0 |  | 0 |  | 0 |  | 0 |  | 0 |  | 0 |  | 0 |  | 0 |  |  | 0 | 0 | 0 |  |  | 0 | 0 | 0 | 0 | 0 | 0 | 0 | 0 | 0 | 0 | 0 | 0 | 0 | 0 | 0 | 0 | 0 | 0 | 0 | 0 | 0
0 | 0 |  |  |  | 0 | [11 empty] | 0 | 0 |  | 0 |  | 0 | [5 empty] | 0 |  | 0 |  | 0 |  | 0 |  | 0 |  | 0 |  | 0 |  | 0 |  |  | 0 | 0 | 0 |  |  | 0 | 0 | 0 | 0 | 0 | 0 | 0 | 0 | 0 | 0 | 0 | 0 | 0 | 0 | 0 | 0 | 0 | 0 | 0 | 0 | 0
0 | 0 |  |  |  | 0 | [11 empty] | 0 | 0 |  | 0 |  | 0 | [5 empty] | 0 |  | 0 |  | 0 |  | 0 |  | 0 |  | 0 |  | 0 |  | 0 |  |  | 0 | 0 | 0 |  |  | 0 | 0 | 0 | 0 | 0 | 0 | 0 | 0 | 0 | 0 | 0 | 0 | 0 | 0 | 0 | 0 | 0 | 0 | 0 | 0 | 0
0 | 0 |  |  |  | 0 | [11 empty] | 0 | 0 |  | 0 |  | 0 | [5 empty] | 0 |  | 0 |  | 0 |  | 0 |  | 0 |  | 0 |  | 0 |  | 0 |  |  | 0 | 0 | 0 |  |  | 0 | 0 | 0 | 0 | 0 | 0 | 0 | 0 | 0 | 0 | 0 | 0 | 0 | 0 | 0 | 0 | 0 | 0 | 0 | 0 | 0
0 | 0 |  |  |  | 0 | [11 empty] | 0 | 0 |  | 0 |  | 0 | [5 empty] | 0 |  | 0 |  | 0 |  | 0 |  | 0 |  | 0 |  | 0 |  | 0 |  |  | 0 | 0 | 0 |  |  | 0 | 0 | 0 | 0 | 0 | 0 | 0 | 0 | 0 | 0 | 0 | 0 | 0 | 0 | 0 | 0 | 0 | 0 | 0 | 0 | 0
0 | 0 |  |  |  | 0 | [11 empty] | 0 | 0 |  | 0 |  | 0 | [5 empty] | 0 |  | 0 |  | 0 |  | 0 |  | 0 |  | 0 |  | 0 |  | 0 |  |  | 0 | 0 | 0 |  |  | 0 | 0 | 0 | 0 | 0 | 0 | 0 | 0 | 0 | 0 | 0 | 0 | 0 | 0 | 0 | 0 | 0 | 0 | 0 | 0 | 0
0 | 0 |  |  |  | 0 | [11 empty] | 0 | 0 |  | 0 |  | 0 | [5 empty] | 0 |  | 0 |  | 0 |  | 0 |  | 0 |  | 0 |  | 0 |  | 0 |  |  | 0 | 0 | 0 |  |  | 0 | 0 | 0 | 0 | 0 | 0 | 0 | 0 | 0 | 0 | 0 | 0 | 0 | 0 | 0 | 0 | 0 | 0 | 0 | 0 | 0
0 | 0 |  |  |  | 0 | [11 empty] | 0 | 0 |  | 0 |  | 0 | [5 empty] | 0 |  | 0 |  | 0 |  | 0 |  | 0 |  | 0 |  | 0 |  | 0 |  |  | 0 | 0 | 0 |  |  | 0 | 0 | 0 | 0 | 0 | 0 | 0 | 0 | 0 | 0 | 0 | 0 | 0 | 0 | 0 | 0 | 0 | 0 | 0 | 0 | 0
0 | 0 |  |  |  | 0 | [11 empty] | 0 | 0 |  | 0 |  | 0 | [5 empty] | 0 |  | 0 |  | 0 |  | 0 |  | 0 |  | 0 |  | 0 |  | 0 |  |  | 0 | 0 | 0 |  |  | 0 | 0 | 0 | 0 | 0 | 0 | 0 | 0 | 0 | 0 | 0 | 0 | 0 | 0 | 0 | 0 | 0 | 0 | 0 | 0 | 0
0 | 0 |  |  |  | 0 | [11 empty] | 0 | 0 |  | 0 |  | 0 | [5 empty] | 0 |  | 0 |  | 0 |  | 0 |  | 0 |  | 0 |  | 0 |  | 0 |  |  | 0 | 0 | 0 |  |  | 0 | 0 | 0 | 0 | 0 | 0 | 0 | 0 | 0 | 0 | 0 | 0 | 0 | 0 | 0 | 0 | 0 | 0 | 0 | 0 | 0
0 | 0 |  |  |  | 0 | [11 empty] | 0 | 0 |  | 0 |  | 0 | [5 empty] | 0 |  | 0 |  | 0 |  | 0 |  | 0 |  | 0 |  | 0 |  | 0 |  |  | 0 | 0 | 0 |  |  | 0 | 0 | 0 | 0 | 0 | 0 | 0 | 0 | 0 | 0 | 0 | 0 | 0 | 0 | 0 | 0 | 0 | 0 | 0 | 0 | 0
0 | 0 |  |  |  | 0 | [11 empty] | 0 | 0 |  | 0 |  | 0 | [5 empty] | 0 |  | 0 |  | 0 |  | 0 |  | 0 |  | 0 |  | 0 |  | 0 |  |  | 0 | 0 | 0 |  |  | 0 | 0 | 0 | 0 | 0 | 0 | 0 | 0 | 0 | 0 | 0 | 0 | 0 | 0 | 0 | 0 | 0 | 0 | 0 | 0 | 0
0 | 0 |  |  |  | 0 | [11 empty] | 0 | 0 |  | 0 |  | 0 | [5 empty] | 0 |  | 0 |  | 0 |  | 0 |  | 0 |  | 0 |  | 0 |  | 0 |  |  | 0 | 0 | 0 |  |  | 0 | 0 | 0 | 0 | 0 | 0 | 0 | 0 | 0 | 0 | 0 | 0 | 0 | 0 | 0 | 0 | 0 | 0 | 0 | 0 | 0
0 | 0 |  |  |  | 0 | [11 empty] | 0 | 0 |  | 0 |  | 0 | [5 empty] | 0 |  | 0 |  | 0 |  | 0 |  | 0 |  | 0 |  | 0 |  | 0 |  |  | 0 | 0 | 0 |  |  | 0 | 0 | 0 | 0 | 0 | 0 | 0 | 0 | 0 | 0 | 0 | 0 | 0 | 0 | 0 | 0 | 0 | 0 | 0 | 0 | 0
0 | 0 |  |  |  | 0 | [11 empty] | 0 | 0 |  | 0 |  | 0 | [5 empty] | 0 |  | 0 |  | 0 |  | 0 |  | 0 |  | 0 |  | 0 |  | 0 |  |  | 0 | 0 | 0 |  |  | 0 | 0 | 0 | 0 | 0 | 0 | 0 | 0 | 0 | 0 | 0 | 0 | 0 | 0 | 0 | 0 | 0 | 0 | 0 | 0 | 0
0 | 0 |  |  |  | 0 | [11 empty] | 0 | 0 |  | 0 |  | 0 | [5 empty] | 0 |  | 0 |  | 0 |  | 0 |  | 0 |  | 0 |  | 0 |  | 0 |  |  | 0 | 0 | 0 |  |  | 0 | 0 | 0 | 0 | 0 | 0 | 0 | 0 | 0 | 0 | 0 | 0 | 0 | 0 | 0 | 0 | 0 | 0 | 0 | 0 | 0
0 | 0 |  |  |  | 0 | [11 empty] | 0 | 0 |  | 0 |  | 0 | [5 empty] | 0 |  | 0 |  | 0 |  | 0 |  | 0 |  | 0 |  | 0 |  | 0 |  |  | 0 | 0 | 0 |  |  | 0 | 0 | 0 | 0 | 0 | 0 | 0 | 0 | 0 | 0 | 0 | 0 | 0 | 0 | 0 | 0 | 0 | 0 | 0 | 0 | 0
0 | 0 |  |  |  | 0 | [11 empty] | 0 | 0 |  | 0 |  | 0 | [5 empty] | 0 |  | 0 |  | 0 |  | 0 |  | 0 |  | 0 |  | 0 |  | 0 |  |  | 0 | 0 | 0 |  |  | 0 | 0 | 0 | 0 | 0 | 0 | 0 | 0 | 0 | 0 | 0 | 0 | 0 | 0 | 0 | 0 | 0 | 0 | 0 | 0 | 0
0 | 0 |  |  |  | 0 | [11 empty] | 0 | 0 |  | 0 |  | 0 | [5 empty] | 0 |  | 0 |  | 0 |  | 0 |  | 0 |  | 0 |  | 0 |  | 0 |  |  | 0 | 0 | 0 |  |  | 0 | 0 | 0 | 0 | 0 | 0 | 0 | 0 | 0 | 0 | 0 | 0 | 0 | 0 | 0 | 0 | 0 | 0 | 0 | 0 | 0
0 | 0 |  |  |  | 0 | [11 empty] | 0 | 0 |  | 0 |  | 0 | [5 empty] | 0 |  | 0 |  | 0 |  | 0 |  | 0 |  | 0 |  | 0 |  | 0 |  |  | 0 | 0 | 0 |  |  | 0 | 0 | 0 | 0 | 0 | 0 | 0 | 0 | 0 | 0 | 0 | 0 | 0 | 0 | 0 | 0 | 0 | 0 | 0 | 0 | 0
0 | 0 |  |  |  | 0 | [11 empty] | 0 | 0 |  | 0 |  | 0 | [5 empty] | 0 |  | 0 |  | 0 |  | 0 |  | 0 |  | 0 |  | 0 |  | 0 |  |  | 0 | 0 | 0 |  |  | 0 | 0 | 0 | 0 | 0 | 0 | 0 | 0 | 0 | 0 | 0 | 0 | 0 | 0 | 0 | 0 | 0 | 0 | 0 | 0 | 0
0 | 0 |  |  |  | 0 | [11 empty] | 0 | 0 |  | 0 |  | 0 | [5 empty] | 0 |  | 0 |  | 0 |  | 0 |  | 0 |  | 0 |  | 0 |  | 0 |  |  | 0 | 0 | 0 |  |  | 0 | 0 | 0 | 0 | 0 | 0 | 0 | 0 | 0 | 0 | 0 | 0 | 0 | 0 | 0 | 0 | 0 | 0 | 0 | 0 | 0
0 | 0 |  |  |  | 0 | [11 empty] | 0 | 0 |  | 0 |  | 0 | [5 empty] | 0 |  | 0 |  | 0 |  | 0 |  | 0 |  | 0 |  | 0 |  | 0 |  |  | 0 | 0 | 0 |  |  | 0 | 0 | 0 | 0 | 0 | 0 | 0 | 0 | 0 | 0 | 0 | 0 | 0 | 0 | 0 | 0 | 0 | 0 | 0 | 0 | 0
0 | 0 |  |  |  | 0 | [11 empty] | 0 | 0 |  | 0 |  | 0 | [5 empty] | 0 |  | 0 |  | 0 |  | 0 |  | 0 |  | 0 |  | 0 |  | 0 |  |  | 0 | 0 | 0 |  |  | 0 | 0 | 0 | 0 | 0 | 0 | 0 | 0 | 0 | 0 | 0 | 0 | 0 | 0 | 0 | 0 | 0 | 0 | 0 | 0 | 0
0 | 0 |  |  |  | 0 | [11 empty] | 0 | 0 |  | 0 |  | 0 | [5 empty] | 0 |  | 0 |  | 0 |  | 0 |  | 0 |  | 0 |  | 0 |  | 0 |  |  | 0 | 0 | 0 |  |  | 0 | 0 | 0 | 0 | 0 | 0 | 0 | 0 | 0 | 0 | 0 | 0 | 0 | 0 | 0 | 0 | 0 | 0 | 0 | 0 | 0
0 | 0 |  |  |  | 0 | [11 empty] | 0 | 0 |  | 0 |  | 0 | [5 empty] | 0 |  | 0 |  | 0 |  | 0 |  | 0 |  | 0 |  | 0 |  | 0 |  |  | 0 | 0 | 0 |  |  | 0 | 0 | 0 | 0 | 0 | 0 | 0 | 0 | 0 | 0 | 0 | 0 | 0 | 0 | 0 | 0 | 0 | 0 | 0 | 0 | 0
0 | 0 |  |  |  | 0 | [11 empty] | 0 | 0 |  | 0 |  | 0 | [5 empty] | 0 |  | 0 |  | 0 |  | 0 |  | 0 |  | 0 |  | 0 |  | 0 |  |  | 0 | 0 | 0 |  |  | 0 | 0 | 0 | 0 | 0 | 0 | 0 | 0 | 0 | 0 | 0 | 0 | 0 | 0 | 0 | 0 | 0 | 0 | 0 | 0 | 0
0 | 0 |  |  |  | 0 | [11 empty] | 0 | 0 |  | 0 |  | 0 | [5 empty] | 0 |  | 0 |  | 0 |  | 0 |  | 0 |  | 0 |  | 0 |  | 0 |  |  | 0 | 0 | 0 |  |  | 0 | 0 | 0 | 0 | 0 | 0 | 0 | 0 | 0 | 0 | 0 | 0 | 0 | 0 | 0 | 0 | 0 | 0 | 0 | 0 | 0
0 | 0 |  |  |  | 0 | [11 empty] | 0 | 0 |  | 0 |  | 0 | [5 empty] | 0 |  | 0 |  | 0 |  | 0 |  | 0 |  | 0 |  | 0 |  | 0 |  |  | 0 | 0 | 0 |  |  | 0 | 0 | 0 | 0 | 0 | 0 | 0 | 0 | 0 | 0 | 0 | 0 | 0 | 0 | 0 | 0 | 0 | 0 | 0 | 0 | 0
0 | 0 |  |  |  | 0 | [11 empty] | 0 | 0 |  | 0 |  | 0 | [5 empty] | 0 |  | 0 |  | 0 |  | 0 |  | 0 |  | 0 |  | 0 |  | 0 |  |  | 0 | 0 | 0 |  |  | 0 | 0 | 0 | 0 | 0 | 0 | 0 | 0 | 0 | 0 | 0 | 0 | 0 | 0 | 0 | 0 | 0 | 0 | 0 | 0 | 0
0 | 0 |  |  |  | 0 | [11 empty] | 0 | 0 |  | 0 |  | 0 | [5 empty] | 0 |  | 0 |  | 0 |  | 0 |  | 0 |  | 0 |  | 0 |  | 0 |  |  | 0 | 0 | 0 |  |  | 0 | 0 | 0 | 0 | 0 | 0 | 0 | 0 | 0 | 0 | 0 | 0 | 0 | 0 | 0 | 0 | 0 | 0 | 0 | 0 | 0
0 | 0 |  |  |  | 0 | [11 empty] | 0 | 0 |  | 0 |  | 0 | [5 empty] | 0 |  | 0 |  | 0 |  | 0 |  | 0 |  | 0 |  | 0 |  | 0 |  |  | 0 | 0 | 0 |  |  | 0 | 0 | 0 | 0 | 0 | 0 | 0 | 0 | 0 | 0 | 0 | 0 | 0 | 0 | 0 | 0 | 0 | 0 | 0 | 0 | 0
0 | 0 |  |  |  | 0 | [11 empty] | 0 | 0 |  | 0 |  | 0 | [5 empty] | 0 |  | 0 |  | 0 |  | 0 |  | 0 |  | 0 |  | 0 |  | 0 |  |  | 0 | 0 | 0 |  |  | 0 | 0 | 0 | 0 | 0 | 0 | 0 | 0 | 0 | 0 | 0 | 0 | 0 | 0 | 0 | 0 | 0 | 0 | 0 | 0 | 0
0 | 0 |  |  |  | 0 | [11 empty] | 0 | 0 |  | 0 |  | 0 | [5 empty] | 0 |  | 0 |  | 0 |  | 0 |  | 0 |  | 0 |  | 0 |  | 0 |  |  | 0 | 0 | 0 |  |  | 0 | 0 | 0 | 0 | 0 | 0 | 0 | 0 | 0 | 0 | 0 | 0 | 0 | 0 | 0 | 0 | 0 | 0 | 0 | 0 | 0
0 | 0 |  |  |  | 0 | [11 empty] | 0 | 0 |  | 0 |  | 0 | [5 empty] | 0 |  | 0 |  | 0 |  | 0 |  | 0 |  | 0 |  | 0 |  | 0 |  |  | 0 | 0 | 0 |  |  | 0 | 0 | 0 | 0 | 0 | 0 | 0 | 0 | 0 | 0 | 0 | 0 | 0 | 0 | 0 | 0 | 0 | 0 | 0 | 0 | 0
0 | 0 |  |  |  | 0 | [11 empty] | 0 | 0 |  | 0 |  | 0 | [5 empty] | 0 |  | 0 |  | 0 |  | 0 |  | 0 |  | 0 |  | 0 |  | 0 |  |  | 0 | 0 | 0 |  |  | 0 | 0 | 0 | 0 | 0 | 0 | 0 | 0 | 0 | 0 | 0 | 0 | 0 | 0 | 0 | 0 | 0 | 0 | 0 | 0 | 0
0 | 0 |  |  |  | 0 | [11 empty] | 0 | 0 |  | 0 |  | 0 | [5 empty] | 0 |  | 0 |  | 0 |  | 0 |  | 0 |  | 0 |  | 0 |  | 0 |  |  | 0 | 0 | 0 |  |  | 0 | 0 | 0 | 0 | 0 | 0 | 0 | 0 | 0 | 0 | 0 | 0 | 0 | 0 | 0 | 0 | 0 | 0 | 0 | 0 | 0
0 | 0 |  |  |  | 0 | [11 empty] | 0 | 0 |  | 0 |  | 0 | [5 empty] | 0 |  | 0 |  | 0 |  | 0 |  | 0 |  | 0 |  | 0 |  | 0 |  |  | 0 | 0 | 0 |  |  | 0 | 0 | 0 | 0 | 0 | 0 | 0 | 0 | 0 | 0 | 0 | 0 | 0 | 0 | 0 | 0 | 0 | 0 | 0 | 0 | 0
0 | 0 |  |  |  | 0 | [11 empty] | 0 | 0 |  | 0 |  | 0 | [5 empty] | 0 |  | 0 |  | 0 |  | 0 |  | 0 |  | 0 |  | 0 |  | 0 |  |  | 0 | 0 | 0 |  |  | 0 | 0 | 0 | 0 | 0 | 0 | 0 | 0 | 0 | 0 | 0 | 0 | 0 | 0 | 0 | 0 | 0 | 0 | 0 | 0 | 0
0 | 0 |  |  |  | 0 | [11 empty] | 0 | 0 |  | 0 |  | 0 | [5 empty] | 0 |  | 0 |  | 0 |  | 0 |  | 0 |  | 0 |  | 0 |  | 0 |  |  | 0 | 0 | 0 |  |  | 0 | 0 | 0 | 0 | 0 | 0 | 0 | 0 | 0 | 0 | 0 | 0 | 0 | 0 | 0 | 0 | 0 | 0 | 0 | 0 | 0
0 | 0 |  |  |  | 0 | [11 empty] | 0 | 0 |  | 0 |  | 0 | [5 empty] | 0 |  | 0 |  | 0 |  | 0 |  | 0 |  | 0 |  | 0 |  | 0 |  |  | 0 | 0 | 0 |  |  | 0 | 0 | 0 | 0 | 0 | 0 | 0 | 0 | 0 | 0 | 0 | 0 | 0 | 0 | 0 | 0 | 0 | 0 | 0 | 0 | 0
0 | 0 |  |  |  | 0 | [11 empty] | 0 | 0 |  | 0 |  | 0 | [5 empty] | 0 |  | 0 |  | 0 |  | 0 |  | 0 |  | 0 |  | 0 |  | 0 |  |  | 0 | 0 | 0 |  |  | 0 | 0 | 0 | 0 | 0 | 0 | 0 | 0 | 0 | 0 | 0 | 0 | 0 | 0 | 0 | 0 | 0 | 0 | 0 | 0 | 0
0 | 0 |  |  |  | 0 | [11 empty] | 0 | 0 |  | 0 |  | 0 | [5 empty] | 0 |  | 0 |  | 0 |  | 0 |  | 0 |  | 0 |  | 0 |  | 0 |  |  | 0 | 0 | 0 |  |  | 0 | 0 | 0 | 0 | 0 | 0 | 0 | 0 | 0 | 0 | 0 | 0 | 0 | 0 | 0 | 0 | 0 | 0 | 0 | 0 | 0
0 | 0 |  |  |  | 0 | [11 empty] | 0 | 0 |  | 0 |  | 0 | [5 empty] | 0 |  | 0 |  | 0 |  | 0 |  | 0 |  | 0 |  | 0 |  | 0 |  |  | 0 | 0 | 0 |  |  | 0 | 0 | 0 | 0 | 0 | 0 | 0 | 0 | 0 | 0 | 0 | 0 | 0 | 0 | 0 | 0 | 0 | 0 | 0 | 0 | 0
0 | 0 |  |  |  | 0 | [11 empty] | 0 | 0 |  | 0 |  | 0 | [5 empty] | 0 |  | 0 |  | 0 |  | 0 |  | 0 |  | 0 |  | 0 |  | 0 |  |  | 0 | 0 | 0 |  |  | 0 | 0 | 0 | 0 | 0 | 0 | 0 | 0 | 0 | 0 | 0 | 0 | 0 | 0 | 0 | 0 | 0 | 0 | 0 | 0 | 0
0 | 0 |  |  |  | 0 | [11 empty] | 0 | 0 |  | 0 |  | 0 | [5 empty] | 0 |  | 0 |  | 0 |  | 0 |  | 0 |  | 0 |  | 0 |  | 0 |  |  | 0 | 0 | 0 |  |  | 0 | 0 | 0 | 0 | 0 | 0 | 0 | 0 | 0 | 0 | 0 | 0 | 0 | 0 | 0 | 0 | 0 | 0 | 0 | 0 | 0
0 | 0 |  |  |  | 0 | [11 empty] | 0 | 0 |  | 0 |  | 0 | [5 empty] | 0 |  | 0 |  | 0 |  | 0 |  | 0 |  | 0 |  | 0 |  | 0 |  |  | 0 | 0 | 0 |  |  | 0 | 0 | 0 | 0 | 0 | 0 | 0 | 0 | 0 | 0 | 0 | 0 | 0 | 0 | 0 | 0 | 0 | 0 | 0 | 0 | 0
0 | 0 |  |  |  | 0 | [11 empty] | 0 | 0 |  | 0 |  | 0 | [5 empty] | 0 |  | 0 |  | 0 |  | 0 |  | 0 |  | 0 |  | 0 |  | 0 |  |  | 0 | 0 | 0 |  |  | 0 | 0 | 0 | 0 | 0 | 0 | 0 | 0 | 0 | 0 | 0 | 0 | 0 | 0 | 0 | 0 | 0 | 0 | 0 | 0 | 0
0 | 0 |  |  |  | 0 | [11 empty] | 0 | 0 |  | 0 |  | 0 | [5 empty] | 0 |  | 0 |  | 0 |  | 0 |  | 0 |  | 0 |  | 0 |  | 0 |  |  | 0 | 0 | 0 |  |  | 0 | 0 | 0 | 0 | 0 | 0 | 0 | 0 | 0 | 0 | 0 | 0 | 0 | 0 | 0 | 0 | 0 | 0 | 0 | 0 | 0
0 | 0 |  |  |  | 0 | [11 empty] | 0 | 0 |  | 0 |  | 0 | [5 empty] | 0 |  | 0 |  | 0 |  | 0 |  | 0 |  | 0 |  | 0 |  | 0 |  |  | 0 | 0 | 0 |  |  | 0 | 0 | 0 | 0 | 0 | 0 | 0 | 0 | 0 | 0 | 0 | 0 | 0 | 0 | 0 | 0 | 0 | 0 | 0 | 0 | 0
0 | 0 |  |  |  | 0 | [11 empty] | 0 | 0 |  | 0 |  | 0 | [5 empty] | 0 |  | 0 |  | 0 |  | 0 |  | 0 |  | 0 |  | 0 |  | 0 |  |  | 0 | 0 | 0 |  |  | 0 | 0 | 0 | 0 | 0 | 0 | 0 | 0 | 0 | 0 | 0 | 0 | 0 | 0 | 0 | 0 | 0 | 0 | 0 | 0 | 0
0 | 0 |  |  |  | 0 | [11 empty] | 0 | 0 |  | 0 |  | 0 | [5 empty] | 0 |  | 0 |  | 0 |  | 0 |  | 0 |  | 0 |  | 0 |  | 0 |  |  | 0 | 0 | 0 |  |  | 0 | 0 | 0 | 0 | 0 | 0 | 0 | 0 | 0 | 0 | 0 | 0 | 0 | 0 | 0 | 0 | 0 | 0 | 0 | 0 | 0
0 | 0 |  |  |  | 0 | [11 empty] | 0 | 0 |  | 0 |  | 0 | [5 empty] | 0 |  | 0 |  | 0 |  | 0 |  | 0 |  | 0 |  | 0 |  | 0 |  |  | 0 | 0 | 0 |  |  | 0 | 0 | 0 | 0 | 0 | 0 | 0 | 0 | 0 | 0 | 0 | 0 | 0 | 0 | 0 | 0 | 0 | 0 | 0 | 0 | 0
0 | 0 |  |  |  | 0 | [11 empty] | 0 | 0 |  | 0 |  | 0 | [5 empty] | 0 |  | 0 |  | 0 |  | 0 |  | 0 |  | 0 |  | 0 |  | 0 |  |  | 0 | 0 | 0 |  |  | 0 | 0 | 0 | 0 | 0 | 0 | 0 | 0 | 0 | 0 | 0 | 0 | 0 | 0 | 0 | 0 | 0 | 0 | 0 | 0 | 0
0 | 0 |  |  |  | 0 | [11 empty] | 0 | 0 |  | 0 |  | 0 | [5 empty] | 0 |  | 0 |  | 0 |  | 0 |  | 0 |  | 0 |  | 0 |  | 0 |  |  | 0 | 0 | 0 |  |  | 0 | 0 | 0 | 0 | 0 | 0 | 0 | 0 | 0 | 0 | 0 | 0 | 0 | 0 | 0 | 0 | 0 | 0 | 0 | 0 | 0
0 | 0 |  |  |  | 0 | [11 empty] | 0 | 0 |  | 0 |  | 0 | [5 empty] | 0 |  | 0 |  | 0 |  | 0 |  | 0 |  | 0 |  | 0 |  | 0 |  |  | 0 | 0 | 0 |  |  | 0 | 0 | 0 | 0 | 0 | 0 | 0 | 0 | 0 | 0 | 0 | 0 | 0 | 0 | 0 | 0 | 0 | 0 | 0 | 0 | 0
0 | 0 |  |  |  | 0 | [11 empty] | 0 | 0 |  | 0 |  | 0 | [5 empty] | 0 |  | 0 |  | 0 |  | 0 |  | 0 |  | 0 |  | 0 |  | 0 |  |  | 0 | 0 | 0 |  |  | 0 | 0 | 0 | 0 | 0 | 0 | 0 | 0 | 0 | 0 | 0 | 0 | 0 | 0 | 0 | 0 | 0 | 0 | 0 | 0 | 0
0 | 0 |  |  |  | 0 | [11 empty] | 0 | 0 |  | 0 |  | 0 | [5 empty] | 0 |  | 0 |  | 0 |  | 0 |  | 0 |  | 0 |  | 0 |  | 0 |  |  | 0 | 0 | 0 |  |  | 0 | 0 | 0 | 0 | 0 | 0 | 0 | 0 | 0 | 0 | 0 | 0 | 0 | 0 | 0 | 0 | 0 | 0 | 0 | 0 | 0
0 | 0 |  |  |  | 0 | [11 empty] | 0 | 0 |  | 0 |  | 0 | [5 empty] | 0 |  | 0 |  | 0 |  | 0 |  | 0 |  | 0 |  | 0 |  | 0 |  |  | 0 | 0 | 0 |  |  | 0 | 0 | 0 | 0 | 0 | 0 | 0 | 0 | 0 | 0 | 0 | 0 | 0 | 0 | 0 | 0 | 0 | 0 | 0 | 0 | 0
0 | 0 |  |  |  | 0 | [11 empty] | 0 | 0 |  | 0 |  | 0 | [5 empty] | 0 |  | 0 |  | 0 |  | 0 |  | 0 |  | 0 |  | 0 |  | 0 |  |  | 0 | 0 | 0 |  |  | 0 | 0 | 0 | 0 | 0 | 0 | 0 | 0 | 0 | 0 | 0 | 0 | 0 | 0 | 0 | 0 | 0 | 0 | 0 | 0 | 0
0 | 0 |  |  |  | 0 | [11 empty] | 0 | 0 |  | 0 |  | 0 | [5 empty] | 0 |  | 0 |  | 0 |  | 0 |  | 0 |  | 0 |  | 0 |  | 0 |  |  | 0 | 0 | 0 |  |  | 0 | 0 | 0 | 0 | 0 | 0 | 0 | 0 | 0 | 0 | 0 | 0 | 0 | 0 | 0 | 0 | 0 | 0 | 0 | 0 | 0
0 | 0 |  |  |  | 0 | [11 empty] | 0 | 0 |  | 0 |  | 0 | [5 empty] | 0 |  | 0 |  | 0 |  | 0 |  | 0 |  | 0 |  | 0 |  | 0 |  |  | 0 | 0 | 0 |  |  | 0 | 0 | 0 | 0 | 0 | 0 | 0 | 0 | 0 | 0 | 0 | 0 | 0 | 0 | 0 | 0 | 0 | 0 | 0 | 0 | 0
0 | 0 |  |  |  | 0 | [11 empty] | 0 | 0 |  | 0 |  | 0 | [5 empty] | 0 |  | 0 |  | 0 |  | 0 |  | 0 |  | 0 |  | 0 |  | 0 |  |  | 0 | 0 | 0 |  |  | 0 | 0 | 0 | 0 | 0 | 0 | 0 | 0 | 0 | 0 | 0 | 0 | 0 | 0 | 0 | 0 | 0 | 0 | 0 | 0 | 0
0 | 0 |  |  |  | 0 | [11 empty] | 0 | 0 |  | 0 |  | 0 | [5 empty] | 0 |  | 0 |  | 0 |  | 0 |  | 0 |  | 0 |  | 0 |  | 0 |  |  | 0 | 0 | 0 |  |  | 0 | 0 | 0 | 0 | 0 | 0 | 0 | 0 | 0 | 0 | 0 | 0 | 0 | 0 | 0 | 0 | 0 | 0 | 0 | 0 | 0
0 | 0 |  |  |  | 0 | [11 empty] | 0 | 0 |  | 0 |  | 0 | [5 empty] | 0 |  | 0 |  | 0 |  | 0 |  | 0 |  | 0 |  | 0 |  | 0 |  |  | 0 | 0 | 0 |  |  | 0 | 0 | 0 | 0 | 0 | 0 | 0 | 0 | 0 | 0 | 0 | 0 | 0 | 0 | 0 | 0 | 0 | 0 | 0 | 0 | 0
0 | 0 |  |  |  | 0 | [11 empty] | 0 | 0 |  | 0 |  | 0 | [5 empty] | 0 |  | 0 |  | 0 |  | 0 |  | 0 |  | 0 |  | 0 |  | 0 |  |  | 0 | 0 | 0 |  |  | 0 | 0 | 0 | 0 | 0 | 0 | 0 | 0 | 0 | 0 | 0 | 0 | 0 | 0 | 0 | 0 | 0 | 0 | 0 | 0 | 0
0 | 0 |  |  |  | 0 | [11 empty] | 0 | 0 |  | 0 |  | 0 | [5 empty] | 0 |  | 0 |  | 0 |  | 0 |  | 0 |  | 0 |  | 0 |  | 0 |  |  | 0 | 0 | 0 |  |  | 0 | 0 | 0 | 0 | 0 | 0 | 0 | 0 | 0 | 0 | 0 | 0 | 0 | 0 | 0 | 0 | 0 | 0 | 0 | 0 | 0
0 | 0 |  |  |  | 0 | [11 empty] | 0 | 0 |  | 0 |  | 0 | [5 empty] | 0 |  | 0 |  | 0 |  | 0 |  | 0 |  | 0 |  | 0 |  | 0 |  |  | 0 | 0 | 0 |  |  | 0 | 0 | 0 | 0 | 0 | 0 | 0 | 0 | 0 | 0 | 0 | 0 | 0 | 0 | 0 | 0 | 0 | 0 | 0 | 0 | 0
0 | 0 |  |  |  | 0 | [11 empty] | 0 | 0 |  | 0 |  | 0 | [5 empty] | 0 |  | 0 |  | 0 |  | 0 |  | 0 |  | 0 |  | 0 |  | 0 |  |  | 0 | 0 | 0 |  |  | 0 | 0 | 0 | 0 | 0 | 0 | 0 | 0 | 0 | 0 | 0 | 0 | 0 | 0 | 0 | 0 | 0 | 0 | 0 | 0 | 0
0 | 0 |  |  |  | 0 | [11 empty] | 0 | 0 |  | 0 |  | 0 | [5 empty] | 0 |  | 0 |  | 0 |  | 0 |  | 0 |  | 0 |  | 0 |  | 0 |  |  | 0 | 0 | 0 |  |  | 0 | 0 | 0 | 0 | 0 | 0 | 0 | 0 | 0 | 0 | 0 | 0 | 0 | 0 | 0 | 0 | 0 | 0 | 0 | 0 | 0
0
[6 empty] | END |  | Total Price for Schedule 11 | [9 empty] | 0 |  | 0 |  | 0 | Baht |  | Baht |  | Baht |  | Baht |  | Baht |  |  | 0 | Baht |  | Baht |  | Baht |  | Baht |  |  |  |  | Baht | Baht |  |  | Baht | Baht | Baht | Baht | Baht | Baht | Baht | Baht | Baht | Baht | Baht | Baht | Baht | Baht | Baht | Baht | Baht | Baht | Baht | Baht | Baht | bar: 79 to 81
[18 empty] | 0 |  | 0 |  | 0 | [5 empty] | 0 |  | 0 |  | 0 |  | 0 |  | 0 |  | 0 |  | 0 |  | 0 |  |  |  | 0 | 0 |  |  | 0 | 0 | 0 | 0 | 0 | 0 | 0 | 0 | 0 | 0 | 0 | 0 | 0 | 0 | 0 | 0 | 0 | 0 | 0 | 0 | 0 | bar: 79 to 81
[18 empty] | 0 |  | 0 |  | 0 | [11 empty] | 0 | bar: 79 to 81
[18 empty] | 0 |  | 0 |  | 0 | [11 empty] | 0 | bar: 79 to 81
[18 empty] | 0 |  | 0 |  | 0 | [11 empty] | 0
[18 empty] | 0 |  | 0 |  | 0 | [11 empty] | 0
[18 empty] | 0 |  | 0 |  | 0 | [11 empty] | 0
[18 empty] | 0 |  | 0 |  | 0 | [11 empty] | 0
000000000000000000000000000000000000000
0000000000000000000000000000000000000000
000000000000000000000
[8 empty] | 0 | 0 |  |  |  |  | 0000000000000000000000000000000000000000000000000000000000000000000000000000000000000000000000000000
[8 empty] | 0 | 0
[8 empty] | 0 | 0
[8 empty] | 0 | 0
[8 empty] | 0 | 0
[8 empty] | 0 | 0
[8 empty] | 0 | 0
[8 empty] | 0 | 0
[8 empty] | 0 | 0
[8 empty] | 0 | 0
[8 empty] | 0 | 0
[8 empty] | 0 | 0
[8 empty] | 0 | 0
[8 empty] | 0 | 0
[8 empty] | 0 | 0
[8 empty] | 0 | 0
[8 empty] | 0 | 0
[8 empty] | 0 | 0
[8 empty] | 0 | 0
[8 empty] | 0 | 0
[8 empty] | 0 | 0
[8 empty] | 0 | 0
[8 empty] | 0 | 0
[8 empty] | 0 | 0
[8 empty] | 0 | 0
[8 empty] | 0 | 0
[8 empty] | 0 | 0
[8 empty] | 0 | 0
[8 empty] | 0 | 0
[8 empty] | 0 | 0
[8 empty] | 0 | 0
[8 empty] | 0 | 0
[8 empty] | 0 | 0
[8 empty] | 0 | 0
[8 empty] | 0 | 0
[8 empty] | 0 | 0
[8 empty] | 0 | 0
[8 empty] | 0 | 0
[8 empty] | 0 | 0
[8 empty] | 0 | 0
[8 empty] | 0 | 0
[8 empty] | 0 | 0
[8 empty] | 0 | 0
[8 empty] | 0 | 0
[8 empty] | 0 | 0
[8 empty] | 0 | 0
[8 empty] | 0 | 0
[8 empty] | 0 | 0
[8 empty] | 0 | 0
[8 empty] | 0 | 0
[8 empty] | 0 | 0
[8 empty] | 0 | 0
[8 empty] | 0 | 0
[8 empty] | 0 | 0
[8 empty] | 0 | 0
[8 empty] | 0 | 0
[8 empty] | 0 | 0
[8 empty] | 0 | 0
[8 empty] | 0 | 0
[8 empty] | 0 | 0
[8 empty] | 0 | 0
[8 empty] | 0 | 0
[8 empty] | 0 | 0
[8 empty] | 0 | 0
[8 empty] | 0 | 0
[8 empty] | 0 | 0
[8 empty] | 0 | 0
[8 empty] | 0 | 0
[8 empty] | 0 | 0
[8 empty] | 0 | 0
[8 empty] | 0 | 0
[8 empty] | 0 | 0
[8 empty] | 0 | 0
[8 empty] | 0 | 0
[8 empty] | 0 | 0
[8 empty] | 0 | 0
[8 empty] | 0 | 0
[8 empty] | 0 | 0
[8 empty] | 0 | 0
[8 empty] | 0 | 0
[8 empty] | 0 | 0
[8 empty] | 0 | 0
[8 empty] | 0 | 0
[8 empty] | 0 | 0
[8 empty] | 0 | 0
[8 empty] | 0 | 0
[8 empty] | 0 | 0
[8 empty] | 0 | 0
[8 empty] | 0 | 0
[8 empty] | 0 | 0
[8 empty] | 0 | 0
[8 empty] | 0 | 0
[8 empty] | 0 | 0
[8 empty] | 0 | 0
[8 empty] | 0 | 0
[8 empty] | 0 | 0
[8 empty] | 0 | 0
[8 empty] | 0 | 0
[8 empty] | 0 | 0
[8 empty] | 0 | 0

## Sch 12 (hidden)
INVITATION TO BID NO. TIEC-CR-13
Schedule 12 :
[77 empty] | 79 | 80 | 81 | 82 | 83 | 84 | 85 | 86 | 87 | 88 | 89 | 90 | 91 | 92 | 93 | 94 | 95 | 96 | 97 | 98 | 99 | 100 | 101 | 102 | 103 | 104 | 105 | 106 | 107 | 108 | 109 | 110 | 111 | 112 | 113 | 114 | 115 | 116 | 117 | 118 | 119 | 120 | 121 | 122 | 123 | 124 | 125 | 126 | 127 | 128
[8 empty] | SUPPLY OF CONTROL AND PROTECTION EQUIPMENT | [62 empty] | 72 | 73 | 75 | 76 | 77 | 78 | 82: Breakdown per Item :
[8 empty] | TRANSMISSION SYSTEM IMPROVEMENT PROJECT IN NORTHEASTERN, LOWER NORTHERN, CENTRAL REGIONS AND BANGKOK AREA TO ENHANCE SYSTEM SECURITY | [68 empty] | 82: Schedule :
System :
Job No. | Substation | Delivery Required by EGAT |  |  |  | Material group | Code No. | Item No. | Description | Short Description | Drawing No. / Reference No. | Qty. | Unit | Currency | Supply of Equipment |  |  |  | Supply of Equipment |  | Supply of Equipment |  | Supply of Equipment |  |  |  | Supply of Equipment |  | Supply of Equipment |  | Supply of Equipment |  | Foreign Currency |  | Local Currency |  | Local Transportation |  | Local Transportation, Construction and Installation |  | Purchase Price Offered for Dismantled Equipment |  | Plant |  | UOM | [25 empty] | Irrelevant | Incoterm | Account Assignment | Cost Object | Fund Center |  | 105: CFR Thai Port; 107: CIF Thai Port; 109: DDP EGAT 's Store; 111: Local Transportation; 113: Custom Clearance; 115: DDP EGAT 's Store; 117: Ex-works Price; 119: Local Transportation; 121: Foreign Currency; 123: Local Currency; 125: Local Transportation to EGAT 's Store; 127: Local Transportation, Construction and Installation | Long Description | Short Description
|  | (with in months after receipt of the notification of award) | [12 empty] | Foreign Supply |  |  |  | Foreign Supply |  | Foreign Supply |  | Foreign Supply | [5 empty] | Local Supply |  | Local Supply | [16 empty] | Preference | % Import Duty | Preference | CFR Price | CIF Price | Foreign Currency | Ex-works Price | Local Currency | Local Transportation | Local Transportation, | Marine Insurance Price | Customs Clearance | Import Duty Price | VAT for Imported Equipment | VAT for Import Duty | VAT for | VAT for Ex-works Price | VAT for | VAT for | VAT for Transportation, Construction and Installation | Foreign | Local | Evaluation Price | [6 empty] | 115: ( excluding VAT ); 117: ( excluding VAT )
[5 empty] | Completion Date | [9 empty] | FOB Vessel | Cost of | CFR Thai Port |  | CIF Thai Port |  | DDP EGAT 's Store |  | Local Transportation |  | Custom Clearance |  | DDP EGAT 's Store |  | Ex-works Price |  | Local Transportation | [12 empty] | Breakdown tab |  | Proposed Price | Evaluation Price | Status | [7 empty] | to EGAT 's Store | Construction and | [5 empty] | Foreign Currency |  | Local Currency | Local Transportation |  | Price Adjustment | Price Adjustment | [7 empty] | 104: Incoterm; 105: CFR; 107: CIF; 109: DDP; 111: ZTF; 113: ZCC; 115: DDP; 117: EXW; 119: ZTL; 125: ZTT; 127: ZCN
|  | CFR Thai Port | DDP or EGAT's Store | Ex-works | [11 empty] | Transportation | [10 empty] | ( excluding VAT ) |  | ( excluding VAT ) |  | ( excluding VAT ) |  | ( excluding VAT ) |  | ( excluding VAT ) |  | ( excluding VAT ) |  | ( excluding VAT ) |  | ( including VAT ) | [15 empty] | Installation | [%Insure(110%(CFR))] | [%Custom(CIF)] | [%Import Duty(CIF)] | [ %VAT(CFR/CIF) ] | [ %VAT( Import Duty) ] | [ %VAT(Foreign Currency) ] | [ %VAT(Ex-works Price) ] | [ %VAT(Local Currency) ] | to EGAT 's Store | [10 empty] | 104: Material group; 111: SV-TRN-MT; 113: SV-CTM; 119: SV-TRN-MT; 125: SV-TRN-MT; 127: SV-CVL
[16 empty] | to Thai Port | [6 empty] | Baht |  | Baht |  | Baht |  | Baht |  | Baht |  |  |  | Baht |  | Baht |  | Baht |  | Baht |  |  |  |  | Baht | Baht |  |  | Baht | Baht | Baht | Baht | Baht | Baht | Baht | Baht | Baht | Baht | Baht | Baht | Baht | Baht | Baht | Baht | Baht | Baht | Baht | Baht | Baht
|  | (month) | (month) | (month) | (month) | [9 empty] | Unit Price | Unit Price | Unit Price | Amount | Unit Price | Amount | Unit Price | Amount | Unit Price | Amount | Unit Price | Amount | Unit Price | Amount | Unit Price | Amount | Unit Price | Amount | Unit Price | Amount | Unit Price | Amount | Unit Price | Amount | Unit Price | Amount | Unit Price | Amount | [5 empty] | (Y/N) | (IPDTY) | (PRF) | (CFR) | (CIF) | (FC) | (EW) | (LC) | (LT) | (TCI) | (MI) | (CC) | ( IDP) | (VATIE) | (VATID) | (VATFC) | (VATEW) | (VATLC) | (VATLT) | (VATTCI) | (FPA) | (LPA) | (EVAPR)
0 | 0 |  |  |  | 0 | [11 empty] | 0 | 0 |  | 0 |  | 0 | [5 empty] | 0 |  | 0 |  | 0 |  | 0 |  | 0 |  | 0 |  | 0 |  | 0 |  |  | 0 | 0 | 0 |  |  | 0 | 0 | 0 | 0 | 0 | 0 | 0 | 0 | 0 | 0 | 0 | 0 | 0 | 0 | 0 | 0 | 0 | 0 | 0 | 0 | 0
0 | 0 |  |  |  | 0 | [11 empty] | 0 | 0 |  | 0 |  | 0 | [5 empty] | 0 |  | 0 |  | 0 |  | 0 |  | 0 |  | 0 |  | 0 |  | 0 |  |  | 0 | 0 | 0 |  |  | 0 | 0 | 0 | 0 | 0 | 0 | 0 | 0 | 0 | 0 | 0 | 0 | 0 | 0 | 0 | 0 | 0 | 0 | 0 | 0 | 0
0 | 0 |  |  |  | 0 | [11 empty] | 0 | 0 |  | 0 |  | 0 | [5 empty] | 0 |  | 0 |  | 0 |  | 0 |  | 0 |  | 0 |  | 0 |  | 0 |  |  | 0 | 0 | 0 |  |  | 0 | 0 | 0 | 0 | 0 | 0 | 0 | 0 | 0 | 0 | 0 | 0 | 0 | 0 | 0 | 0 | 0 | 0 | 0 | 0 | 0
0 | 0 |  |  |  | 0 | [11 empty] | 0 | 0 |  | 0 |  | 0 | [5 empty] | 0 |  | 0 |  | 0 |  | 0 |  | 0 |  | 0 |  | 0 |  | 0 |  |  | 0 | 0 | 0 |  |  | 0 | 0 | 0 | 0 | 0 | 0 | 0 | 0 | 0 | 0 | 0 | 0 | 0 | 0 | 0 | 0 | 0 | 0 | 0 | 0 | 0
0 | 0 |  |  |  | 0 | [11 empty] | 0 | 0 |  | 0 |  | 0 | [5 empty] | 0 |  | 0 |  | 0 |  | 0 |  | 0 |  | 0 |  | 0 |  | 0 |  |  | 0 | 0 | 0 |  |  | 0 | 0 | 0 | 0 | 0 | 0 | 0 | 0 | 0 | 0 | 0 | 0 | 0 | 0 | 0 | 0 | 0 | 0 | 0 | 0 | 0
0 | 0 |  |  |  | 0 | [11 empty] | 0 | 0 |  | 0 |  | 0 | [5 empty] | 0 |  | 0 |  | 0 |  | 0 |  | 0 |  | 0 |  | 0 |  | 0 |  |  | 0 | 0 | 0 |  |  | 0 | 0 | 0 | 0 | 0 | 0 | 0 | 0 | 0 | 0 | 0 | 0 | 0 | 0 | 0 | 0 | 0 | 0 | 0 | 0 | 0
0 | 0 |  |  |  | 0 | [11 empty] | 0 | 0 |  | 0 |  | 0 | [5 empty] | 0 |  | 0 |  | 0 |  | 0 |  | 0 |  | 0 |  | 0 |  | 0 |  |  | 0 | 0 | 0 |  |  | 0 | 0 | 0 | 0 | 0 | 0 | 0 | 0 | 0 | 0 | 0 | 0 | 0 | 0 | 0 | 0 | 0 | 0 | 0 | 0 | 0
0 | 0 |  |  |  | 0 | [11 empty] | 0 | 0 |  | 0 |  | 0 | [5 empty] | 0 |  | 0 |  | 0 |  | 0 |  | 0 |  | 0 |  | 0 |  | 0 |  |  | 0 | 0 | 0 |  |  | 0 | 0 | 0 | 0 | 0 | 0 | 0 | 0 | 0 | 0 | 0 | 0 | 0 | 0 | 0 | 0 | 0 | 0 | 0 | 0 | 0
0 | 0 |  |  |  | 0 | [11 empty] | 0 | 0 |  | 0 |  | 0 | [5 empty] | 0 |  | 0 |  | 0 |  | 0 |  | 0 |  | 0 |  | 0 |  | 0 |  |  | 0 | 0 | 0 |  |  | 0 | 0 | 0 | 0 | 0 | 0 | 0 | 0 | 0 | 0 | 0 | 0 | 0 | 0 | 0 | 0 | 0 | 0 | 0 | 0 | 0
0 | 0 |  |  |  | 0 | [11 empty] | 0 | 0 |  | 0 |  | 0 | [5 empty] | 0 |  | 0 |  | 0 |  | 0 |  | 0 |  | 0 |  | 0 |  | 0 |  |  | 0 | 0 | 0 |  |  | 0 | 0 | 0 | 0 | 0 | 0 | 0 | 0 | 0 | 0 | 0 | 0 | 0 | 0 | 0 | 0 | 0 | 0 | 0 | 0 | 0
0 | 0 |  |  |  | 0 | [11 empty] | 0 | 0 |  | 0 |  | 0 | [5 empty] | 0 |  | 0 |  | 0 |  | 0 |  | 0 |  | 0 |  | 0 |  | 0 |  |  | 0 | 0 | 0 |  |  | 0 | 0 | 0 | 0 | 0 | 0 | 0 | 0 | 0 | 0 | 0 | 0 | 0 | 0 | 0 | 0 | 0 | 0 | 0 | 0 | 0
0 | 0 |  |  |  | 0 | [11 empty] | 0 | 0 |  | 0 |  | 0 | [5 empty] | 0 |  | 0 |  | 0 |  | 0 |  | 0 |  | 0 |  | 0 |  | 0 |  |  | 0 | 0 | 0 |  |  | 0 | 0 | 0 | 0 | 0 | 0 | 0 | 0 | 0 | 0 | 0 | 0 | 0 | 0 | 0 | 0 | 0 | 0 | 0 | 0 | 0
0 | 0 |  |  |  | 0 | [11 empty] | 0 | 0 |  | 0 |  | 0 | [5 empty] | 0 |  | 0 |  | 0 |  | 0 |  | 0 |  | 0 |  | 0 |  | 0 |  |  | 0 | 0 | 0 |  |  | 0 | 0 | 0 | 0 | 0 | 0 | 0 | 0 | 0 | 0 | 0 | 0 | 0 | 0 | 0 | 0 | 0 | 0 | 0 | 0 | 0
0 | 0 |  |  |  | 0 | [11 empty] | 0 | 0 |  | 0 |  | 0 | [5 empty] | 0 |  | 0 |  | 0 |  | 0 |  | 0 |  | 0 |  | 0 |  | 0 |  |  | 0 | 0 | 0 |  |  | 0 | 0 | 0 | 0 | 0 | 0 | 0 | 0 | 0 | 0 | 0 | 0 | 0 | 0 | 0 | 0 | 0 | 0 | 0 | 0 | 0
0 | 0 |  |  |  | 0 | [11 empty] | 0 | 0 |  | 0 |  | 0 | [5 empty] | 0 |  | 0 |  | 0 |  | 0 |  | 0 |  | 0 |  | 0 |  | 0 |  |  | 0 | 0 | 0 |  |  | 0 | 0 | 0 | 0 | 0 | 0 | 0 | 0 | 0 | 0 | 0 | 0 | 0 | 0 | 0 | 0 | 0 | 0 | 0 | 0 | 0
0 | 0 |  |  |  | 0 | [11 empty] | 0 | 0 |  | 0 |  | 0 | [5 empty] | 0 |  | 0 |  | 0 |  | 0 |  | 0 |  | 0 |  | 0 |  | 0 |  |  | 0 | 0 | 0 |  |  | 0 | 0 | 0 | 0 | 0 | 0 | 0 | 0 | 0 | 0 | 0 | 0 | 0 | 0 | 0 | 0 | 0 | 0 | 0 | 0 | 0
0 | 0 |  |  |  | 0 | [11 empty] | 0 | 0 |  | 0 |  | 0 | [5 empty] | 0 |  | 0 |  | 0 |  | 0 |  | 0 |  | 0 |  | 0 |  | 0 |  |  | 0 | 0 | 0 |  |  | 0 | 0 | 0 | 0 | 0 | 0 | 0 | 0 | 0 | 0 | 0 | 0 | 0 | 0 | 0 | 0 | 0 | 0 | 0 | 0 | 0
0 | 0 |  |  |  | 0 | [11 empty] | 0 | 0 |  | 0 |  | 0 | [5 empty] | 0 |  | 0 |  | 0 |  | 0 |  | 0 |  | 0 |  | 0 |  | 0 |  |  | 0 | 0 | 0 |  |  | 0 | 0 | 0 | 0 | 0 | 0 | 0 | 0 | 0 | 0 | 0 | 0 | 0 | 0 | 0 | 0 | 0 | 0 | 0 | 0 | 0
0 | 0 |  |  |  | 0 | [11 empty] | 0 | 0 |  | 0 |  | 0 | [5 empty] | 0 |  | 0 |  | 0 |  | 0 |  | 0 |  | 0 |  | 0 |  | 0 |  |  | 0 | 0 | 0 |  |  | 0 | 0 | 0 | 0 | 0 | 0 | 0 | 0 | 0 | 0 | 0 | 0 | 0 | 0 | 0 | 0 | 0 | 0 | 0 | 0 | 0
0 | 0 |  |  |  | 0 | [11 empty] | 0 | 0 |  | 0 |  | 0 | [5 empty] | 0 |  | 0 |  | 0 |  | 0 |  | 0 |  | 0 |  | 0 |  | 0 |  |  | 0 | 0 | 0 |  |  | 0 | 0 | 0 | 0 | 0 | 0 | 0 | 0 | 0 | 0 | 0 | 0 | 0 | 0 | 0 | 0 | 0 | 0 | 0 | 0 | 0
0 | 0 |  |  |  | 0 | [11 empty] | 0 | 0 |  | 0 |  | 0 | [5 empty] | 0 |  | 0 |  | 0 |  | 0 |  | 0 |  | 0 |  | 0 |  | 0 |  |  | 0 | 0 | 0 |  |  | 0 | 0 | 0 | 0 | 0 | 0 | 0 | 0 | 0 | 0 | 0 | 0 | 0 | 0 | 0 | 0 | 0 | 0 | 0 | 0 | 0
0 | 0 |  |  |  | 0 | [11 empty] | 0 | 0 |  | 0 |  | 0 | [5 empty] | 0 |  | 0 |  | 0 |  | 0 |  | 0 |  | 0 |  | 0 |  | 0 |  |  | 0 | 0 | 0 |  |  | 0 | 0 | 0 | 0 | 0 | 0 | 0 | 0 | 0 | 0 | 0 | 0 | 0 | 0 | 0 | 0 | 0 | 0 | 0 | 0 | 0
0 | 0 |  |  |  | 0 | [11 empty] | 0 | 0 |  | 0 |  | 0 | [5 empty] | 0 |  | 0 |  | 0 |  | 0 |  | 0 |  | 0 |  | 0 |  | 0 |  |  | 0 | 0 | 0 |  |  | 0 | 0 | 0 | 0 | 0 | 0 | 0 | 0 | 0 | 0 | 0 | 0 | 0 | 0 | 0 | 0 | 0 | 0 | 0 | 0 | 0
0 | 0 |  |  |  | 0 | [11 empty] | 0 | 0 |  | 0 |  | 0 | [5 empty] | 0 |  | 0 |  | 0 |  | 0 |  | 0 |  | 0 |  | 0 |  | 0 |  |  | 0 | 0 | 0 |  |  | 0 | 0 | 0 | 0 | 0 | 0 | 0 | 0 | 0 | 0 | 0 | 0 | 0 | 0 | 0 | 0 | 0 | 0 | 0 | 0 | 0
0 | 0 |  |  |  | 0 | [11 empty] | 0 | 0 |  | 0 |  | 0 | [5 empty] | 0 |  | 0 |  | 0 |  | 0 |  | 0 |  | 0 |  | 0 |  | 0 |  |  | 0 | 0 | 0 |  |  | 0 | 0 | 0 | 0 | 0 | 0 | 0 | 0 | 0 | 0 | 0 | 0 | 0 | 0 | 0 | 0 | 0 | 0 | 0 | 0 | 0
0 | 0 |  |  |  | 0 | [11 empty] | 0 | 0 |  | 0 |  | 0 | [5 empty] | 0 |  | 0 |  | 0 |  | 0 |  | 0 |  | 0 |  | 0 |  | 0 |  |  | 0 | 0 | 0 |  |  | 0 | 0 | 0 | 0 | 0 | 0 | 0 | 0 | 0 | 0 | 0 | 0 | 0 | 0 | 0 | 0 | 0 | 0 | 0 | 0 | 0
0 | 0 |  |  |  | 0 | [11 empty] | 0 | 0 |  | 0 |  | 0 | [5 empty] | 0 |  | 0 |  | 0 |  | 0 |  | 0 |  | 0 |  | 0 |  | 0 |  |  | 0 | 0 | 0 |  |  | 0 | 0 | 0 | 0 | 0 | 0 | 0 | 0 | 0 | 0 | 0 | 0 | 0 | 0 | 0 | 0 | 0 | 0 | 0 | 0 | 0
0 | 0 |  |  |  | 0 | [11 empty] | 0 | 0 |  | 0 |  | 0 | [5 empty] | 0 |  | 0 |  | 0 |  | 0 |  | 0 |  | 0 |  | 0 |  | 0 |  |  | 0 | 0 | 0 |  |  | 0 | 0 | 0 | 0 | 0 | 0 | 0 | 0 | 0 | 0 | 0 | 0 | 0 | 0 | 0 | 0 | 0 | 0 | 0 | 0 | 0
0 | 0 |  |  |  | 0 | [11 empty] | 0 | 0 |  | 0 |  | 0 | [5 empty] | 0 |  | 0 |  | 0 |  | 0 |  | 0 |  | 0 |  | 0 |  | 0 |  |  | 0 | 0 | 0 |  |  | 0 | 0 | 0 | 0 | 0 | 0 | 0 | 0 | 0 | 0 | 0 | 0 | 0 | 0 | 0 | 0 | 0 | 0 | 0 | 0 | 0
0 | 0 |  |  |  | 0 | [11 empty] | 0 | 0 |  | 0 |  | 0 | [5 empty] | 0 |  | 0 |  | 0 |  | 0 |  | 0 |  | 0 |  | 0 |  | 0 |  |  | 0 | 0 | 0 |  |  | 0 | 0 | 0 | 0 | 0 | 0 | 0 | 0 | 0 | 0 | 0 | 0 | 0 | 0 | 0 | 0 | 0 | 0 | 0 | 0 | 0
0 | 0 |  |  |  | 0 | [11 empty] | 0 | 0 |  | 0 |  | 0 | [5 empty] | 0 |  | 0 |  | 0 |  | 0 |  | 0 |  | 0 |  | 0 |  | 0 |  |  | 0 | 0 | 0 |  |  | 0 | 0 | 0 | 0 | 0 | 0 | 0 | 0 | 0 | 0 | 0 | 0 | 0 | 0 | 0 | 0 | 0 | 0 | 0 | 0 | 0
0 | 0 |  |  |  | 0 | [11 empty] | 0 | 0 |  | 0 |  | 0 | [5 empty] | 0 |  | 0 |  | 0 |  | 0 |  | 0 |  | 0 |  | 0 |  | 0 |  |  | 0 | 0 | 0 |  |  | 0 | 0 | 0 | 0 | 0 | 0 | 0 | 0 | 0 | 0 | 0 | 0 | 0 | 0 | 0 | 0 | 0 | 0 | 0 | 0 | 0
0 | 0 |  |  |  | 0 | [11 empty] | 0 | 0 |  | 0 |  | 0 | [5 empty] | 0 |  | 0 |  | 0 |  | 0 |  | 0 |  | 0 |  | 0 |  | 0 |  |  | 0 | 0 | 0 |  |  | 0 | 0 | 0 | 0 | 0 | 0 | 0 | 0 | 0 | 0 | 0 | 0 | 0 | 0 | 0 | 0 | 0 | 0 | 0 | 0 | 0
0 | 0 |  |  |  | 0 | [11 empty] | 0 | 0 |  | 0 |  | 0 | [5 empty] | 0 |  | 0 |  | 0 |  | 0 |  | 0 |  | 0 |  | 0 |  | 0 |  |  | 0 | 0 | 0 |  |  | 0 | 0 | 0 | 0 | 0 | 0 | 0 | 0 | 0 | 0 | 0 | 0 | 0 | 0 | 0 | 0 | 0 | 0 | 0 | 0 | 0
0 | 0 |  |  |  | 0 | [11 empty] | 0 | 0 |  | 0 |  | 0 | [5 empty] | 0 |  | 0 |  | 0 |  | 0 |  | 0 |  | 0 |  | 0 |  | 0 |  |  | 0 | 0 | 0 |  |  | 0 | 0 | 0 | 0 | 0 | 0 | 0 | 0 | 0 | 0 | 0 | 0 | 0 | 0 | 0 | 0 | 0 | 0 | 0 | 0 | 0
0 | 0 |  |  |  | 0 | [11 empty] | 0 | 0 |  | 0 |  | 0 | [5 empty] | 0 |  | 0 |  | 0 |  | 0 |  | 0 |  | 0 |  | 0 |  | 0 |  |  | 0 | 0 | 0 |  |  | 0 | 0 | 0 | 0 | 0 | 0 | 0 | 0 | 0 | 0 | 0 | 0 | 0 | 0 | 0 | 0 | 0 | 0 | 0 | 0 | 0
0 | 0 |  |  |  | 0 | [11 empty] | 0 | 0 |  | 0 |  | 0 | [5 empty] | 0 |  | 0 |  | 0 |  | 0 |  | 0 |  | 0 |  | 0 |  | 0 |  |  | 0 | 0 | 0 |  |  | 0 | 0 | 0 | 0 | 0 | 0 | 0 | 0 | 0 | 0 | 0 | 0 | 0 | 0 | 0 | 0 | 0 | 0 | 0 | 0 | 0
0 | 0 |  |  |  | 0 | [11 empty] | 0 | 0 |  | 0 |  | 0 | [5 empty] | 0 |  | 0 |  | 0 |  | 0 |  | 0 |  | 0 |  | 0 |  | 0 |  |  | 0 | 0 | 0 |  |  | 0 | 0 | 0 | 0 | 0 | 0 | 0 | 0 | 0 | 0 | 0 | 0 | 0 | 0 | 0 | 0 | 0 | 0 | 0 | 0 | 0
0 | 0 |  |  |  | 0 | [11 empty] | 0 | 0 |  | 0 |  | 0 | [5 empty] | 0 |  | 0 |  | 0 |  | 0 |  | 0 |  | 0 |  | 0 |  | 0 |  |  | 0 | 0 | 0 |  |  | 0 | 0 | 0 | 0 | 0 | 0 | 0 | 0 | 0 | 0 | 0 | 0 | 0 | 0 | 0 | 0 | 0 | 0 | 0 | 0 | 0
0 | 0 |  |  |  | 0 | [11 empty] | 0 | 0 |  | 0 |  | 0 | [5 empty] | 0 |  | 0 |  | 0 |  | 0 |  | 0 |  | 0 |  | 0 |  | 0 |  |  | 0 | 0 | 0 |  |  | 0 | 0 | 0 | 0 | 0 | 0 | 0 | 0 | 0 | 0 | 0 | 0 | 0 | 0 | 0 | 0 | 0 | 0 | 0 | 0 | 0
0 | 0 |  |  |  | 0 | [11 empty] | 0 | 0 |  | 0 |  | 0 | [5 empty] | 0 |  | 0 |  | 0 |  | 0 |  | 0 |  | 0 |  | 0 |  | 0 |  |  | 0 | 0 | 0 |  |  | 0 | 0 | 0 | 0 | 0 | 0 | 0 | 0 | 0 | 0 | 0 | 0 | 0 | 0 | 0 | 0 | 0 | 0 | 0 | 0 | 0
0 | 0 |  |  |  | 0 | [11 empty] | 0 | 0 |  | 0 |  | 0 | [5 empty] | 0 |  | 0 |  | 0 |  | 0 |  | 0 |  | 0 |  | 0 |  | 0 |  |  | 0 | 0 | 0 |  |  | 0 | 0 | 0 | 0 | 0 | 0 | 0 | 0 | 0 | 0 | 0 | 0 | 0 | 0 | 0 | 0 | 0 | 0 | 0 | 0 | 0
0 | 0 |  |  |  | 0 | [11 empty] | 0 | 0 |  | 0 |  | 0 | [5 empty] | 0 |  | 0 |  | 0 |  | 0 |  | 0 |  | 0 |  | 0 |  | 0 |  |  | 0 | 0 | 0 |  |  | 0 | 0 | 0 | 0 | 0 | 0 | 0 | 0 | 0 | 0 | 0 | 0 | 0 | 0 | 0 | 0 | 0 | 0 | 0 | 0 | 0
0 | 0 |  |  |  | 0 | [11 empty] | 0 | 0 |  | 0 |  | 0 | [5 empty] | 0 |  | 0 |  | 0 |  | 0 |  | 0 |  | 0 |  | 0 |  | 0 |  |  | 0 | 0 | 0 |  |  | 0 | 0 | 0 | 0 | 0 | 0 | 0 | 0 | 0 | 0 | 0 | 0 | 0 | 0 | 0 | 0 | 0 | 0 | 0 | 0 | 0
0 | 0 |  |  |  | 0 | [11 empty] | 0 | 0 |  | 0 |  | 0 | [5 empty] | 0 |  | 0 |  | 0 |  | 0 |  | 0 |  | 0 |  | 0 |  | 0 |  |  | 0 | 0 | 0 |  |  | 0 | 0 | 0 | 0 | 0 | 0 | 0 | 0 | 0 | 0 | 0 | 0 | 0 | 0 | 0 | 0 | 0 | 0 | 0 | 0 | 0
0 | 0 |  |  |  | 0 | [11 empty] | 0 | 0 |  | 0 |  | 0 | [5 empty] | 0 |  | 0 |  | 0 |  | 0 |  | 0 |  | 0 |  | 0 |  | 0 |  |  | 0 | 0 | 0 |  |  | 0 | 0 | 0 | 0 | 0 | 0 | 0 | 0 | 0 | 0 | 0 | 0 | 0 | 0 | 0 | 0 | 0 | 0 | 0 | 0 | 0
0 | 0 |  |  |  | 0 | [11 empty] | 0 | 0 |  | 0 |  | 0 | [5 empty] | 0 |  | 0 |  | 0 |  | 0 |  | 0 |  | 0 |  | 0 |  | 0 |  |  | 0 | 0 | 0 |  |  | 0 | 0 | 0 | 0 | 0 | 0 | 0 | 0 | 0 | 0 | 0 | 0 | 0 | 0 | 0 | 0 | 0 | 0 | 0 | 0 | 0
0 | 0 |  |  |  | 0 | [11 empty] | 0 | 0 |  | 0 |  | 0 | [5 empty] | 0 |  | 0 |  | 0 |  | 0 |  | 0 |  | 0 |  | 0 |  | 0 |  |  | 0 | 0 | 0 |  |  | 0 | 0 | 0 | 0 | 0 | 0 | 0 | 0 | 0 | 0 | 0 | 0 | 0 | 0 | 0 | 0 | 0 | 0 | 0 | 0 | 0
0 | 0 |  |  |  | 0 | [11 empty] | 0 | 0 |  | 0 |  | 0 | [5 empty] | 0 |  | 0 |  | 0 |  | 0 |  | 0 |  | 0 |  | 0 |  | 0 |  |  | 0 | 0 | 0 |  |  | 0 | 0 | 0 | 0 | 0 | 0 | 0 | 0 | 0 | 0 | 0 | 0 | 0 | 0 | 0 | 0 | 0 | 0 | 0 | 0 | 0
0 | 0 |  |  |  | 0 | [11 empty] | 0 | 0 |  | 0 |  | 0 | [5 empty] | 0 |  | 0 |  | 0 |  | 0 |  | 0 |  | 0 |  | 0 |  | 0 |  |  | 0 | 0 | 0 |  |  | 0 | 0 | 0 | 0 | 0 | 0 | 0 | 0 | 0 | 0 | 0 | 0 | 0 | 0 | 0 | 0 | 0 | 0 | 0 | 0 | 0
0 | 0 |  |  |  | 0 | [11 empty] | 0 | 0 |  | 0 |  | 0 | [5 empty] | 0 |  | 0 |  | 0 |  | 0 |  | 0 |  | 0 |  | 0 |  | 0 |  |  | 0 | 0 | 0 |  |  | 0 | 0 | 0 | 0 | 0 | 0 | 0 | 0 | 0 | 0 | 0 | 0 | 0 | 0 | 0 | 0 | 0 | 0 | 0 | 0 | 0
0 | 0 |  |  |  | 0 | [11 empty] | 0 | 0 |  | 0 |  | 0 | [5 empty] | 0 |  | 0 |  | 0 |  | 0 |  | 0 |  | 0 |  | 0 |  | 0 |  |  | 0 | 0 | 0 |  |  | 0 | 0 | 0 | 0 | 0 | 0 | 0 | 0 | 0 | 0 | 0 | 0 | 0 | 0 | 0 | 0 | 0 | 0 | 0 | 0 | 0
0 | 0 |  |  |  | 0 | [11 empty] | 0 | 0 |  | 0 |  | 0 | [5 empty] | 0 |  | 0 |  | 0 |  | 0 |  | 0 |  | 0 |  | 0 |  | 0 |  |  | 0 | 0 | 0 |  |  | 0 | 0 | 0 | 0 | 0 | 0 | 0 | 0 | 0 | 0 | 0 | 0 | 0 | 0 | 0 | 0 | 0 | 0 | 0 | 0 | 0
0 | 0 |  |  |  | 0 | [11 empty] | 0 | 0 |  | 0 |  | 0 | [5 empty] | 0 |  | 0 |  | 0 |  | 0 |  | 0 |  | 0 |  | 0 |  | 0 |  |  | 0 | 0 | 0 |  |  | 0 | 0 | 0 | 0 | 0 | 0 | 0 | 0 | 0 | 0 | 0 | 0 | 0 | 0 | 0 | 0 | 0 | 0 | 0 | 0 | 0
0 | 0 |  |  |  | 0 | [11 empty] | 0 | 0 |  | 0 |  | 0 | [5 empty] | 0 |  | 0 |  | 0 |  | 0 |  | 0 |  | 0 |  | 0 |  | 0 |  |  | 0 | 0 | 0 |  |  | 0 | 0 | 0 | 0 | 0 | 0 | 0 | 0 | 0 | 0 | 0 | 0 | 0 | 0 | 0 | 0 | 0 | 0 | 0 | 0 | 0
0 | 0 |  |  |  | 0 | [11 empty] | 0 | 0 |  | 0 |  | 0 | [5 empty] | 0 |  | 0 |  | 0 |  | 0 |  | 0 |  | 0 |  | 0 |  | 0 |  |  | 0 | 0 | 0 |  |  | 0 | 0 | 0 | 0 | 0 | 0 | 0 | 0 | 0 | 0 | 0 | 0 | 0 | 0 | 0 | 0 | 0 | 0 | 0 | 0 | 0
0 | 0 |  |  |  | 0 | [11 empty] | 0 | 0 |  | 0 |  | 0 | [5 empty] | 0 |  | 0 |  | 0 |  | 0 |  | 0 |  | 0 |  | 0 |  | 0 |  |  | 0 | 0 | 0 |  |  | 0 | 0 | 0 | 0 | 0 | 0 | 0 | 0 | 0 | 0 | 0 | 0 | 0 | 0 | 0 | 0 | 0 | 0 | 0 | 0 | 0
0 | 0 |  |  |  | 0 | [11 empty] | 0 | 0 |  | 0 |  | 0 | [5 empty] | 0 |  | 0 |  | 0 |  | 0 |  | 0 |  | 0 |  | 0 |  | 0 |  |  | 0 | 0 | 0 |  |  | 0 | 0 | 0 | 0 | 0 | 0 | 0 | 0 | 0 | 0 | 0 | 0 | 0 | 0 | 0 | 0 | 0 | 0 | 0 | 0 | 0
0 | 0 |  |  |  | 0 | [11 empty] | 0 | 0 |  | 0 |  | 0 | [5 empty] | 0 |  | 0 |  | 0 |  | 0 |  | 0 |  | 0 |  | 0 |  | 0 |  |  | 0 | 0 | 0 |  |  | 0 | 0 | 0 | 0 | 0 | 0 | 0 | 0 | 0 | 0 | 0 | 0 | 0 | 0 | 0 | 0 | 0 | 0 | 0 | 0 | 0
0 | 0 |  |  |  | 0 | [11 empty] | 0 | 0 |  | 0 |  | 0 | [5 empty] | 0 |  | 0 |  | 0 |  | 0 |  | 0 |  | 0 |  | 0 |  | 0 |  |  | 0 | 0 | 0 |  |  | 0 | 0 | 0 | 0 | 0 | 0 | 0 | 0 | 0 | 0 | 0 | 0 | 0 | 0 | 0 | 0 | 0 | 0 | 0 | 0 | 0
0 | 0 |  |  |  | 0 | [11 empty] | 0 | 0 |  | 0 |  | 0 | [5 empty] | 0 |  | 0 |  | 0 |  | 0 |  | 0 |  | 0 |  | 0 |  | 0 |  |  | 0 | 0 | 0 |  |  | 0 | 0 | 0 | 0 | 0 | 0 | 0 | 0 | 0 | 0 | 0 | 0 | 0 | 0 | 0 | 0 | 0 | 0 | 0 | 0 | 0
0 | 0 |  |  |  | 0 | [11 empty] | 0 | 0 |  | 0 |  | 0 | [5 empty] | 0 |  | 0 |  | 0 |  | 0 |  | 0 |  | 0 |  | 0 |  | 0 |  |  | 0 | 0 | 0 |  |  | 0 | 0 | 0 | 0 | 0 | 0 | 0 | 0 | 0 | 0 | 0 | 0 | 0 | 0 | 0 | 0 | 0 | 0 | 0 | 0 | 0
0 | 0 |  |  |  | 0 | [11 empty] | 0 | 0 |  | 0 |  | 0 | [5 empty] | 0 |  | 0 |  | 0 |  | 0 |  | 0 |  | 0 |  | 0 |  | 0 |  |  | 0 | 0 | 0 |  |  | 0 | 0 | 0 | 0 | 0 | 0 | 0 | 0 | 0 | 0 | 0 | 0 | 0 | 0 | 0 | 0 | 0 | 0 | 0 | 0 | 0
0 | 0 |  |  |  | 0 | [11 empty] | 0 | 0 |  | 0 |  | 0 | [5 empty] | 0 |  | 0 |  | 0 |  | 0 |  | 0 |  | 0 |  | 0 |  | 0 |  |  | 0 | 0 | 0 |  |  | 0 | 0 | 0 | 0 | 0 | 0 | 0 | 0 | 0 | 0 | 0 | 0 | 0 | 0 | 0 | 0 | 0 | 0 | 0 | 0 | 0
0 | 0 |  |  |  | 0 | [11 empty] | 0 | 0 |  | 0 |  | 0 | [5 empty] | 0 |  | 0 |  | 0 |  | 0 |  | 0 |  | 0 |  | 0 |  | 0 |  |  | 0 | 0 | 0 |  |  | 0 | 0 | 0 | 0 | 0 | 0 | 0 | 0 | 0 | 0 | 0 | 0 | 0 | 0 | 0 | 0 | 0 | 0 | 0 | 0 | 0
0 | 0 |  |  |  | 0 | [11 empty] | 0 | 0 |  | 0 |  | 0 | [5 empty] | 0 |  | 0 |  | 0 |  | 0 |  | 0 |  | 0 |  | 0 |  | 0 |  |  | 0 | 0 | 0 |  |  | 0 | 0 | 0 | 0 | 0 | 0 | 0 | 0 | 0 | 0 | 0 | 0 | 0 | 0 | 0 | 0 | 0 | 0 | 0 | 0 | 0
0 | 0 |  |  |  | 0 | [11 empty] | 0 | 0 |  | 0 |  | 0 | [5 empty] | 0 |  | 0 |  | 0 |  | 0 |  | 0 |  | 0 |  | 0 |  | 0 |  |  | 0 | 0 | 0 |  |  | 0 | 0 | 0 | 0 | 0 | 0 | 0 | 0 | 0 | 0 | 0 | 0 | 0 | 0 | 0 | 0 | 0 | 0 | 0 | 0 | 0
0 | 0 |  |  |  | 0 | [11 empty] | 0 | 0 |  | 0 |  | 0 | [5 empty] | 0 |  | 0 |  | 0 |  | 0 |  | 0 |  | 0 |  | 0 |  | 0 |  |  | 0 | 0 | 0 |  |  | 0 | 0 | 0 | 0 | 0 | 0 | 0 | 0 | 0 | 0 | 0 | 0 | 0 | 0 | 0 | 0 | 0 | 0 | 0 | 0 | 0
0 | 0 |  |  |  | 0 | [11 empty] | 0 | 0 |  | 0 |  | 0 | [5 empty] | 0 |  | 0 |  | 0 |  | 0 |  | 0 |  | 0 |  | 0 |  | 0 |  |  | 0 | 0 | 0 |  |  | 0 | 0 | 0 | 0 | 0 | 0 | 0 | 0 | 0 | 0 | 0 | 0 | 0 | 0 | 0 | 0 | 0 | 0 | 0 | 0 | 0
0 | 0 |  |  |  | 0 | [11 empty] | 0 | 0 |  | 0 |  | 0 | [5 empty] | 0 |  | 0 |  | 0 |  | 0 |  | 0 |  | 0 |  | 0 |  | 0 |  |  | 0 | 0 | 0 |  |  | 0 | 0 | 0 | 0 | 0 | 0 | 0 | 0 | 0 | 0 | 0 | 0 | 0 | 0 | 0 | 0 | 0 | 0 | 0 | 0 | 0
0 | 0 |  |  |  | 0 | [11 empty] | 0 | 0 |  | 0 |  | 0 | [5 empty] | 0 |  | 0 |  | 0 |  | 0 |  | 0 |  | 0 |  | 0 |  | 0 |  |  | 0 | 0 | 0 |  |  | 0 | 0 | 0 | 0 | 0 | 0 | 0 | 0 | 0 | 0 | 0 | 0 | 0 | 0 | 0 | 0 | 0 | 0 | 0 | 0 | 0
0 | 0 |  |  |  | 0 | [11 empty] | 0 | 0 |  | 0 |  | 0 | [5 empty] | 0 |  | 0 |  | 0 |  | 0 |  | 0 |  | 0 |  | 0 |  | 0 |  |  | 0 | 0 | 0 |  |  | 0 | 0 | 0 | 0 | 0 | 0 | 0 | 0 | 0 | 0 | 0 | 0 | 0 | 0 | 0 | 0 | 0 | 0 | 0 | 0 | 0
0 | 0 |  |  |  | 0 | [11 empty] | 0 | 0 |  | 0 |  | 0 | [5 empty] | 0 |  | 0 |  | 0 |  | 0 |  | 0 |  | 0 |  | 0 |  | 0 |  |  | 0 | 0 | 0 |  |  | 0 | 0 | 0 | 0 | 0 | 0 | 0 | 0 | 0 | 0 | 0 | 0 | 0 | 0 | 0 | 0 | 0 | 0 | 0 | 0 | 0
0 | 0 |  |  |  | 0 | [11 empty] | 0 | 0 |  | 0 |  | 0 | [5 empty] | 0 |  | 0 |  | 0 |  | 0 |  | 0 |  | 0 |  | 0 |  | 0 |  |  | 0 | 0 | 0 |  |  | 0 | 0 | 0 | 0 | 0 | 0 | 0 | 0 | 0 | 0 | 0 | 0 | 0 | 0 | 0 | 0 | 0 | 0 | 0 | 0 | 0
0 | 0 |  |  |  | 0 | [11 empty] | 0 | 0 |  | 0 |  | 0 | [5 empty] | 0 |  | 0 |  | 0 |  | 0 |  | 0 |  | 0 |  | 0 |  | 0 |  |  | 0 | 0 | 0 |  |  | 0 | 0 | 0 | 0 | 0 | 0 | 0 | 0 | 0 | 0 | 0 | 0 | 0 | 0 | 0 | 0 | 0 | 0 | 0 | 0 | 0
0 | 0 |  |  |  | 0 | [11 empty] | 0 | 0 |  | 0 |  | 0 | [5 empty] | 0 |  | 0 |  | 0 |  | 0 |  | 0 |  | 0 |  | 0 |  | 0 |  |  | 0 | 0 | 0 |  |  | 0 | 0 | 0 | 0 | 0 | 0 | 0 | 0 | 0 | 0 | 0 | 0 | 0 | 0 | 0 | 0 | 0 | 0 | 0 | 0 | 0
0 | 0 |  |  |  | 0 | [11 empty] | 0 | 0 |  | 0 |  | 0 | [5 empty] | 0 |  | 0 |  | 0 |  | 0 |  | 0 |  | 0 |  | 0 |  | 0 |  |  | 0 | 0 | 0 |  |  | 0 | 0 | 0 | 0 | 0 | 0 | 0 | 0 | 0 | 0 | 0 | 0 | 0 | 0 | 0 | 0 | 0 | 0 | 0 | 0 | 0
0 | 0 |  |  |  | 0 | [11 empty] | 0 | 0 |  | 0 |  | 0 | [5 empty] | 0 |  | 0 |  | 0 |  | 0 |  | 0 |  | 0 |  | 0 |  | 0 |  |  | 0 | 0 | 0 |  |  | 0 | 0 | 0 | 0 | 0 | 0 | 0 | 0 | 0 | 0 | 0 | 0 | 0 | 0 | 0 | 0 | 0 | 0 | 0 | 0 | 0
0 | 0 |  |  |  | 0 | [11 empty] | 0 | 0 |  | 0 |  | 0 | [5 empty] | 0 |  | 0 |  | 0 |  | 0 |  | 0 |  | 0 |  | 0 |  | 0 |  |  | 0 | 0 | 0 |  |  | 0 | 0 | 0 | 0 | 0 | 0 | 0 | 0 | 0 | 0 | 0 | 0 | 0 | 0 | 0 | 0 | 0 | 0 | 0 | 0 | 0
0 | 0 |  |  |  | 0 | [11 empty] | 0 | 0 |  | 0 |  | 0 | [5 empty] | 0 |  | 0 |  | 0 |  | 0 |  | 0 |  | 0 |  | 0 |  | 0 |  |  | 0 | 0 | 0 |  |  | 0 | 0 | 0 | 0 | 0 | 0 | 0 | 0 | 0 | 0 | 0 | 0 | 0 | 0 | 0 | 0 | 0 | 0 | 0 | 0 | 0
0 | 0 |  |  |  | 0 | [11 empty] | 0 | 0 |  | 0 |  | 0 | [5 empty] | 0 |  | 0 |  | 0 |  | 0 |  | 0 |  | 0 |  | 0 |  | 0 |  |  | 0 | 0 | 0 |  |  | 0 | 0 | 0 | 0 | 0 | 0 | 0 | 0 | 0 | 0 | 0 | 0 | 0 | 0 | 0 | 0 | 0 | 0 | 0 | 0 | 0
0 | 0 |  |  |  | 0 | [11 empty] | 0 | 0 |  | 0 |  | 0 | [5 empty] | 0 |  | 0 |  | 0 |  | 0 |  | 0 |  | 0 |  | 0 |  | 0 |  |  | 0 | 0 | 0 |  |  | 0 | 0 | 0 | 0 | 0 | 0 | 0 | 0 | 0 | 0 | 0 | 0 | 0 | 0 | 0 | 0 | 0 | 0 | 0 | 0 | 0
0 | 0 |  |  |  | 0 | [11 empty] | 0 | 0 |  | 0 |  | 0 | [5 empty] | 0 |  | 0 |  | 0 |  | 0 |  | 0 |  | 0 |  | 0 |  | 0 |  |  | 0 | 0 | 0 |  |  | 0 | 0 | 0 | 0 | 0 | 0 | 0 | 0 | 0 | 0 | 0 | 0 | 0 | 0 | 0 | 0 | 0 | 0 | 0 | 0 | 0
0 | 0 |  |  |  | 0 | [11 empty] | 0 | 0 |  | 0 |  | 0 | [5 empty] | 0 |  | 0 |  | 0 |  | 0 |  | 0 |  | 0 |  | 0 |  | 0 |  |  | 0 | 0 | 0 |  |  | 0 | 0 | 0 | 0 | 0 | 0 | 0 | 0 | 0 | 0 | 0 | 0 | 0 | 0 | 0 | 0 | 0 | 0 | 0 | 0 | 0
0 | 0 |  |  |  | 0 | [11 empty] | 0 | 0 |  | 0 |  | 0 | [5 empty] | 0 |  | 0 |  | 0 |  | 0 |  | 0 |  | 0 |  | 0 |  | 0 |  |  | 0 | 0 | 0 |  |  | 0 | 0 | 0 | 0 | 0 | 0 | 0 | 0 | 0 | 0 | 0 | 0 | 0 | 0 | 0 | 0 | 0 | 0 | 0 | 0 | 0
0 | 0 |  |  |  | 0 | [11 empty] | 0 | 0 |  | 0 |  | 0 | [5 empty] | 0 |  | 0 |  | 0 |  | 0 |  | 0 |  | 0 |  | 0 |  | 0 |  |  | 0 | 0 | 0 |  |  | 0 | 0 | 0 | 0 | 0 | 0 | 0 | 0 | 0 | 0 | 0 | 0 | 0 | 0 | 0 | 0 | 0 | 0 | 0 | 0 | 0
0 | 0 |  |  |  | 0 | [11 empty] | 0 | 0 |  | 0 |  | 0 | [5 empty] | 0 |  | 0 |  | 0 |  | 0 |  | 0 |  | 0 |  | 0 |  | 0 |  |  | 0 | 0 | 0 |  |  | 0 | 0 | 0 | 0 | 0 | 0 | 0 | 0 | 0 | 0 | 0 | 0 | 0 | 0 | 0 | 0 | 0 | 0 | 0 | 0 | 0
0 | 0 |  |  |  | 0 | [11 empty] | 0 | 0 |  | 0 |  | 0 | [5 empty] | 0 |  | 0 |  | 0 |  | 0 |  | 0 |  | 0 |  | 0 |  | 0 |  |  | 0 | 0 | 0 |  |  | 0 | 0 | 0 | 0 | 0 | 0 | 0 | 0 | 0 | 0 | 0 | 0 | 0 | 0 | 0 | 0 | 0 | 0 | 0 | 0 | 0
0 | 0 |  |  |  | 0 | [11 empty] | 0 | 0 |  | 0 |  | 0 | [5 empty] | 0 |  | 0 |  | 0 |  | 0 |  | 0 |  | 0 |  | 0 |  | 0 |  |  | 0 | 0 | 0 |  |  | 0 | 0 | 0 | 0 | 0 | 0 | 0 | 0 | 0 | 0 | 0 | 0 | 0 | 0 | 0 | 0 | 0 | 0 | 0 | 0 | 0
0 | 0 |  |  |  | 0 | [11 empty] | 0 | 0 |  | 0 |  | 0 | [5 empty] | 0 |  | 0 |  | 0 |  | 0 |  | 0 |  | 0 |  | 0 |  | 0 |  |  | 0 | 0 | 0 |  |  | 0 | 0 | 0 | 0 | 0 | 0 | 0 | 0 | 0 | 0 | 0 | 0 | 0 | 0 | 0 | 0 | 0 | 0 | 0 | 0 | 0
0 | 0 |  |  |  | 0 | [11 empty] | 0 | 0 |  | 0 |  | 0 | [5 empty] | 0 |  | 0 |  | 0 |  | 0 |  | 0 |  | 0 |  | 0 |  | 0 |  |  | 0 | 0 | 0 |  |  | 0 | 0 | 0 | 0 | 0 | 0 | 0 | 0 | 0 | 0 | 0 | 0 | 0 | 0 | 0 | 0 | 0 | 0 | 0 | 0 | 0
0 | 0 |  |  |  | 0 | [11 empty] | 0 | 0 |  | 0 |  | 0 | [5 empty] | 0 |  | 0 |  | 0 |  | 0 |  | 0 |  | 0 |  | 0 |  | 0 |  |  | 0 | 0 | 0 |  |  | 0 | 0 | 0 | 0 | 0 | 0 | 0 | 0 | 0 | 0 | 0 | 0 | 0 | 0 | 0 | 0 | 0 | 0 | 0 | 0 | 0
0 | 0 |  |  |  | 0 | [11 empty] | 0 | 0 |  | 0 |  | 0 | [5 empty] | 0 |  | 0 |  | 0 |  | 0 |  | 0 |  | 0 |  | 0 |  | 0 |  |  | 0 | 0 | 0 |  |  | 0 | 0 | 0 | 0 | 0 | 0 | 0 | 0 | 0 | 0 | 0 | 0 | 0 | 0 | 0 | 0 | 0 | 0 | 0 | 0 | 0
0 | 0 |  |  |  | 0 | [11 empty] | 0 | 0 |  | 0 |  | 0 | [5 empty] | 0 |  | 0 |  | 0 |  | 0 |  | 0 |  | 0 |  | 0 |  | 0 |  |  | 0 | 0 | 0 |  |  | 0 | 0 | 0 | 0 | 0 | 0 | 0 | 0 | 0 | 0 | 0 | 0 | 0 | 0 | 0 | 0 | 0 | 0 | 0 | 0 | 0
0 | 0 |  |  |  | 0 | [11 empty] | 0 | 0 |  | 0 |  | 0 | [5 empty] | 0 |  | 0 |  | 0 |  | 0 |  | 0 |  | 0 |  | 0 |  | 0 |  |  | 0 | 0 | 0 |  |  | 0 | 0 | 0 | 0 | 0 | 0 | 0 | 0 | 0 | 0 | 0 | 0 | 0 | 0 | 0 | 0 | 0 | 0 | 0 | 0 | 0
0 | 0 |  |  |  | 0 | [11 empty] | 0 | 0 |  | 0 |  | 0 | [5 empty] | 0 |  | 0 |  | 0 |  | 0 |  | 0 |  | 0 |  | 0 |  | 0 |  |  | 0 | 0 | 0 |  |  | 0 | 0 | 0 | 0 | 0 | 0 | 0 | 0 | 0 | 0 | 0 | 0 | 0 | 0 | 0 | 0 | 0 | 0 | 0 | 0 | 0
0 | 0 |  |  |  | 0 | [11 empty] | 0 | 0 |  | 0 |  | 0 | [5 empty] | 0 |  | 0 |  | 0 |  | 0 |  | 0 |  | 0 |  | 0 |  | 0 |  |  | 0 | 0 | 0 |  |  | 0 | 0 | 0 | 0 | 0 | 0 | 0 | 0 | 0 | 0 | 0 | 0 | 0 | 0 | 0 | 0 | 0 | 0 | 0 | 0 | 0
0 | 0 |  |  |  | 0 | [11 empty] | 0 | 0 |  | 0 |  | 0 | [5 empty] | 0 |  | 0 |  | 0 |  | 0 |  | 0 |  | 0 |  | 0 |  | 0 |  |  | 0 | 0 | 0 |  |  | 0 | 0 | 0 | 0 | 0 | 0 | 0 | 0 | 0 | 0 | 0 | 0 | 0 | 0 | 0 | 0 | 0 | 0 | 0 | 0 | 0
0 | 0 |  |  |  | 0 | [11 empty] | 0 | 0 |  | 0 |  | 0 | [5 empty] | 0 |  | 0 |  | 0 |  | 0 |  | 0 |  | 0 |  | 0 |  | 0 |  |  | 0 | 0 | 0 |  |  | 0 | 0 | 0 | 0 | 0 | 0 | 0 | 0 | 0 | 0 | 0 | 0 | 0 | 0 | 0 | 0 | 0 | 0 | 0 | 0 | 0
0 | 0 |  |  |  | 0 | [11 empty] | 0 | 0 |  | 0 |  | 0 | [5 empty] | 0 |  | 0 |  | 0 |  | 0 |  | 0 |  | 0 |  | 0 |  | 0 |  |  | 0 | 0 | 0 |  |  | 0 | 0 | 0 | 0 | 0 | 0 | 0 | 0 | 0 | 0 | 0 | 0 | 0 | 0 | 0 | 0 | 0 | 0 | 0 | 0 | 0
0
[6 empty] | END |  | Total Price for Schedule 12 | [9 empty] | 0 |  | 0 |  | 0 | Baht |  | Baht |  | Baht |  | Baht |  | Baht |  |  | 0 | Baht |  | Baht |  | Baht |  | Baht |  |  |  |  | Baht | Baht |  |  | Baht | Baht | Baht | Baht | Baht | Baht | Baht | Baht | Baht | Baht | Baht | Baht | Baht | Baht | Baht | Baht | Baht | Baht | Baht | Baht | Baht | bar: 79 to 81
[18 empty] | 0 |  | 0 |  | 0 | [5 empty] | 0 |  | 0 |  | 0 |  | 0 |  | 0 |  | 0 |  | 0 |  | 0 |  |  |  | 0 | 0 |  |  | 0 | 0 | 0 | 0 | 0 | 0 | 0 | 0 | 0 | 0 | 0 | 0 | 0 | 0 | 0 | 0 | 0 | 0 | 0 | 0 | 0 | bar: 79 to 81
[18 empty] | 0 |  | 0 |  | 0 | [11 empty] | 0 | bar: 79 to 81
[18 empty] | 0 |  | 0 |  | 0 | [11 empty] | 0 | bar: 79 to 81
[18 empty] | 0 |  | 0 |  | 0 | [11 empty] | 0
[18 empty] | 0 |  | 0 |  | 0 | [11 empty] | 0
[18 empty] | 0 |  | 0 |  | 0 | [11 empty] | 0
[18 empty] | 0 |  | 0 |  | 0 | [11 empty] | 0
000000000000000000000000000000000000000
0000000000000000000000000000000000000000
000000000000000000000
[8 empty] | 0 | 0 |  |  |  |  | 0000000000000000000000000000000000000000000000000000000000000000000000000000000000000000000000000000
[8 empty] | 0 | 0
[8 empty] | 0 | 0
[8 empty] | 0 | 0
[8 empty] | 0 | 0
[8 empty] | 0 | 0
[8 empty] | 0 | 0
[8 empty] | 0 | 0
[8 empty] | 0 | 0
[8 empty] | 0 | 0
[8 empty] | 0 | 0
[8 empty] | 0 | 0
[8 empty] | 0 | 0
[8 empty] | 0 | 0
[8 empty] | 0 | 0
[8 empty] | 0 | 0
[8 empty] | 0 | 0
[8 empty] | 0 | 0
[8 empty] | 0 | 0
[8 empty] | 0 | 0
[8 empty] | 0 | 0
[8 empty] | 0 | 0
[8 empty] | 0 | 0
[8 empty] | 0 | 0
[8 empty] | 0 | 0
[8 empty] | 0 | 0
[8 empty] | 0 | 0
[8 empty] | 0 | 0
[8 empty] | 0 | 0
[8 empty] | 0 | 0
[8 empty] | 0 | 0
[8 empty] | 0 | 0
[8 empty] | 0 | 0
[8 empty] | 0 | 0
[8 empty] | 0 | 0
[8 empty] | 0 | 0
[8 empty] | 0 | 0
[8 empty] | 0 | 0
[8 empty] | 0 | 0
[8 empty] | 0 | 0
[8 empty] | 0 | 0
[8 empty] | 0 | 0
[8 empty] | 0 | 0
[8 empty] | 0 | 0
[8 empty] | 0 | 0
[8 empty] | 0 | 0
[8 empty] | 0 | 0
[8 empty] | 0 | 0
[8 empty] | 0 | 0
[8 empty] | 0 | 0
[8 empty] | 0 | 0
[8 empty] | 0 | 0
[8 empty] | 0 | 0
[8 empty] | 0 | 0
[8 empty] | 0 | 0
[8 empty] | 0 | 0
[8 empty] | 0 | 0
[8 empty] | 0 | 0
[8 empty] | 0 | 0
[8 empty] | 0 | 0
[8 empty] | 0 | 0
[8 empty] | 0 | 0
[8 empty] | 0 | 0
[8 empty] | 0 | 0
[8 empty] | 0 | 0
[8 empty] | 0 | 0
[8 empty] | 0 | 0
[8 empty] | 0 | 0
[8 empty] | 0 | 0
[8 empty] | 0 | 0
[8 empty] | 0 | 0
[8 empty] | 0 | 0
[8 empty] | 0 | 0
[8 empty] | 0 | 0
[8 empty] | 0 | 0
[8 empty] | 0 | 0
[8 empty] | 0 | 0
[8 empty] | 0 | 0
[8 empty] | 0 | 0
[8 empty] | 0 | 0
[8 empty] | 0 | 0
[8 empty] | 0 | 0
[8 empty] | 0 | 0
[8 empty] | 0 | 0
[8 empty] | 0 | 0
[8 empty] | 0 | 0
[8 empty] | 0 | 0
[8 empty] | 0 | 0
[8 empty] | 0 | 0
[8 empty] | 0 | 0
[8 empty] | 0 | 0
[8 empty] | 0 | 0
[8 empty] | 0 | 0
[8 empty] | 0 | 0
[8 empty] | 0 | 0
[8 empty] | 0 | 0
[8 empty] | 0 | 0
[8 empty] | 0 | 0
[8 empty] | 0 | 0
[8 empty] | 0 | 0

## Sch 13 (hidden)
INVITATION TO BID NO. TIEC-CR-13
Schedule 13 :
[77 empty] | 79 | 80 | 81 | 82 | 83 | 84 | 85 | 86 | 87 | 88 | 89 | 90 | 91 | 92 | 93 | 94 | 95 | 96 | 97 | 98 | 99 | 100 | 101 | 102 | 103 | 104 | 105 | 106 | 107 | 108 | 109 | 110 | 111 | 112 | 113 | 114 | 115 | 116 | 117 | 118 | 119 | 120 | 121 | 122 | 123 | 124 | 125 | 126 | 127 | 128
[8 empty] | SUPPLY OF CONTROL AND PROTECTION EQUIPMENT | [62 empty] | 72 | 73 | 75 | 76 | 77 | 78 | 82: Breakdown per Item :
[8 empty] | TRANSMISSION SYSTEM IMPROVEMENT PROJECT IN NORTHEASTERN, LOWER NORTHERN, CENTRAL REGIONS AND BANGKOK AREA TO ENHANCE SYSTEM SECURITY | [68 empty] | 82: Schedule :
System :
Job No. | Substation | Delivery Required by EGAT |  |  |  | Material group | Code No. | Item No. | Description | Short Description | Drawing No. / Reference No. | Qty. | Unit | Currency | Supply of Equipment |  |  |  | Supply of Equipment |  | Supply of Equipment |  | Supply of Equipment |  |  |  | Supply of Equipment |  | Supply of Equipment |  | Supply of Equipment |  | Foreign Currency |  | Local Currency |  | Local Transportation |  | Local Transportation, Construction and Installation |  | Purchase Price Offered for Dismantled Equipment |  | Plant |  | UOM | [25 empty] | Irrelevant | Incoterm | Account Assignment | Cost Object | Fund Center |  | 105: CFR Thai Port; 107: CIF Thai Port; 109: DDP EGAT 's Store; 111: Local Transportation; 113: Custom Clearance; 115: DDP EGAT 's Store; 117: Ex-works Price; 119: Local Transportation; 121: Foreign Currency; 123: Local Currency; 125: Local Transportation to EGAT 's Store; 127: Local Transportation, Construction and Installation | Long Description | Short Description
|  | (with in months after receipt of the notification of award) | [12 empty] | Foreign Supply |  |  |  | Foreign Supply |  | Foreign Supply |  | Foreign Supply | [5 empty] | Local Supply |  | Local Supply | [16 empty] | Preference | % Import Duty | Preference | CFR Price | CIF Price | Foreign Currency | Ex-works Price | Local Currency | Local Transportation | Local Transportation, | Marine Insurance Price | Customs Clearance | Import Duty Price | VAT for Imported Equipment | VAT for Import Duty | VAT for | VAT for Ex-works Price | VAT for | VAT for | VAT for Transportation, Construction and Installation | Foreign | Local | Evaluation Price | [6 empty] | 115: ( excluding VAT ); 117: ( excluding VAT )
[5 empty] | Completion Date | [9 empty] | FOB Vessel | Cost of | CFR Thai Port |  | CIF Thai Port |  | DDP EGAT 's Store |  | Local Transportation |  | Custom Clearance |  | DDP EGAT 's Store |  | Ex-works Price |  | Local Transportation | [12 empty] | Breakdown tab |  | Proposed Price | Evaluation Price | Status | [7 empty] | to EGAT 's Store | Construction and | [5 empty] | Foreign Currency |  | Local Currency | Local Transportation |  | Price Adjustment | Price Adjustment | [7 empty] | 104: Incoterm; 105: CFR; 107: CIF; 109: DDP; 111: ZTF; 113: ZCC; 115: DDP; 117: EXW; 119: ZTL; 125: ZTT; 127: ZCN
|  | CFR Thai Port | DDP or EGAT's Store | Ex-works | [11 empty] | Transportation | [10 empty] | ( excluding VAT ) |  | ( excluding VAT ) |  | ( excluding VAT ) |  | ( excluding VAT ) |  | ( excluding VAT ) |  | ( excluding VAT ) |  | ( excluding VAT ) |  | ( including VAT ) | [15 empty] | Installation | [%Insure(110%(CFR))] | [%Custom(CIF)] | [%Import Duty(CIF)] | [ %VAT(CFR/CIF) ] | [ %VAT( Import Duty) ] | [ %VAT(Foreign Currency) ] | [ %VAT(Ex-works Price) ] | [ %VAT(Local Currency) ] | to EGAT 's Store | [10 empty] | 104: Material group; 111: SV-TRN-MT; 113: SV-CTM; 119: SV-TRN-MT; 125: SV-TRN-MT; 127: SV-CVL
[16 empty] | to Thai Port | [6 empty] | Baht |  | Baht |  | Baht |  | Baht |  | Baht |  |  |  | Baht |  | Baht |  | Baht |  | Baht |  |  |  |  | Baht | Baht |  |  | Baht | Baht | Baht | Baht | Baht | Baht | Baht | Baht | Baht | Baht | Baht | Baht | Baht | Baht | Baht | Baht | Baht | Baht | Baht | Baht | Baht
|  | (month) | (month) | (month) | (month) | [9 empty] | Unit Price | Unit Price | Unit Price | Amount | Unit Price | Amount | Unit Price | Amount | Unit Price | Amount | Unit Price | Amount | Unit Price | Amount | Unit Price | Amount | Unit Price | Amount | Unit Price | Amount | Unit Price | Amount | Unit Price | Amount | Unit Price | Amount | Unit Price | Amount | [5 empty] | (Y/N) | (IPDTY) | (PRF) | (CFR) | (CIF) | (FC) | (EW) | (LC) | (LT) | (TCI) | (MI) | (CC) | ( IDP) | (VATIE) | (VATID) | (VATFC) | (VATEW) | (VATLC) | (VATLT) | (VATTCI) | (FPA) | (LPA) | (EVAPR)
0 | 0 |  |  |  | 0 | [11 empty] | 0 | 0 |  | 0 |  | 0 | [5 empty] | 0 |  | 0 |  | 0 |  | 0 |  | 0 |  | 0 |  | 0 |  | 0 |  |  | 0 | 0 | 0 |  |  | 0 | 0 | 0 | 0 | 0 | 0 | 0 | 0 | 0 | 0 | 0 | 0 | 0 | 0 | 0 | 0 | 0 | 0 | 0 | 0 | 0
0 | 0 |  |  |  | 0 | [11 empty] | 0 | 0 |  | 0 |  | 0 | [5 empty] | 0 |  | 0 |  | 0 |  | 0 |  | 0 |  | 0 |  | 0 |  | 0 |  |  | 0 | 0 | 0 |  |  | 0 | 0 | 0 | 0 | 0 | 0 | 0 | 0 | 0 | 0 | 0 | 0 | 0 | 0 | 0 | 0 | 0 | 0 | 0 | 0 | 0
0 | 0 |  |  |  | 0 | [11 empty] | 0 | 0 |  | 0 |  | 0 | [5 empty] | 0 |  | 0 |  | 0 |  | 0 |  | 0 |  | 0 |  | 0 |  | 0 |  |  | 0 | 0 | 0 |  |  | 0 | 0 | 0 | 0 | 0 | 0 | 0 | 0 | 0 | 0 | 0 | 0 | 0 | 0 | 0 | 0 | 0 | 0 | 0 | 0 | 0
0 | 0 |  |  |  | 0 | [11 empty] | 0 | 0 |  | 0 |  | 0 | [5 empty] | 0 |  | 0 |  | 0 |  | 0 |  | 0 |  | 0 |  | 0 |  | 0 |  |  | 0 | 0 | 0 |  |  | 0 | 0 | 0 | 0 | 0 | 0 | 0 | 0 | 0 | 0 | 0 | 0 | 0 | 0 | 0 | 0 | 0 | 0 | 0 | 0 | 0
0 | 0 |  |  |  | 0 | [11 empty] | 0 | 0 |  | 0 |  | 0 | [5 empty] | 0 |  | 0 |  | 0 |  | 0 |  | 0 |  | 0 |  | 0 |  | 0 |  |  | 0 | 0 | 0 |  |  | 0 | 0 | 0 | 0 | 0 | 0 | 0 | 0 | 0 | 0 | 0 | 0 | 0 | 0 | 0 | 0 | 0 | 0 | 0 | 0 | 0
0 | 0 |  |  |  | 0 | [11 empty] | 0 | 0 |  | 0 |  | 0 | [5 empty] | 0 |  | 0 |  | 0 |  | 0 |  | 0 |  | 0 |  | 0 |  | 0 |  |  | 0 | 0 | 0 |  |  | 0 | 0 | 0 | 0 | 0 | 0 | 0 | 0 | 0 | 0 | 0 | 0 | 0 | 0 | 0 | 0 | 0 | 0 | 0 | 0 | 0
0 | 0 |  |  |  | 0 | [11 empty] | 0 | 0 |  | 0 |  | 0 | [5 empty] | 0 |  | 0 |  | 0 |  | 0 |  | 0 |  | 0 |  | 0 |  | 0 |  |  | 0 | 0 | 0 |  |  | 0 | 0 | 0 | 0 | 0 | 0 | 0 | 0 | 0 | 0 | 0 | 0 | 0 | 0 | 0 | 0 | 0 | 0 | 0 | 0 | 0
0 | 0 |  |  |  | 0 | [11 empty] | 0 | 0 |  | 0 |  | 0 | [5 empty] | 0 |  | 0 |  | 0 |  | 0 |  | 0 |  | 0 |  | 0 |  | 0 |  |  | 0 | 0 | 0 |  |  | 0 | 0 | 0 | 0 | 0 | 0 | 0 | 0 | 0 | 0 | 0 | 0 | 0 | 0 | 0 | 0 | 0 | 0 | 0 | 0 | 0
0 | 0 |  |  |  | 0 | [11 empty] | 0 | 0 |  | 0 |  | 0 | [5 empty] | 0 |  | 0 |  | 0 |  | 0 |  | 0 |  | 0 |  | 0 |  | 0 |  |  | 0 | 0 | 0 |  |  | 0 | 0 | 0 | 0 | 0 | 0 | 0 | 0 | 0 | 0 | 0 | 0 | 0 | 0 | 0 | 0 | 0 | 0 | 0 | 0 | 0
0 | 0 |  |  |  | 0 | [11 empty] | 0 | 0 |  | 0 |  | 0 | [5 empty] | 0 |  | 0 |  | 0 |  | 0 |  | 0 |  | 0 |  | 0 |  | 0 |  |  | 0 | 0 | 0 |  |  | 0 | 0 | 0 | 0 | 0 | 0 | 0 | 0 | 0 | 0 | 0 | 0 | 0 | 0 | 0 | 0 | 0 | 0 | 0 | 0 | 0
0 | 0 |  |  |  | 0 | [11 empty] | 0 | 0 |  | 0 |  | 0 | [5 empty] | 0 |  | 0 |  | 0 |  | 0 |  | 0 |  | 0 |  | 0 |  | 0 |  |  | 0 | 0 | 0 |  |  | 0 | 0 | 0 | 0 | 0 | 0 | 0 | 0 | 0 | 0 | 0 | 0 | 0 | 0 | 0 | 0 | 0 | 0 | 0 | 0 | 0
0 | 0 |  |  |  | 0 | [11 empty] | 0 | 0 |  | 0 |  | 0 | [5 empty] | 0 |  | 0 |  | 0 |  | 0 |  | 0 |  | 0 |  | 0 |  | 0 |  |  | 0 | 0 | 0 |  |  | 0 | 0 | 0 | 0 | 0 | 0 | 0 | 0 | 0 | 0 | 0 | 0 | 0 | 0 | 0 | 0 | 0 | 0 | 0 | 0 | 0
0 | 0 |  |  |  | 0 | [11 empty] | 0 | 0 |  | 0 |  | 0 | [5 empty] | 0 |  | 0 |  | 0 |  | 0 |  | 0 |  | 0 |  | 0 |  | 0 |  |  | 0 | 0 | 0 |  |  | 0 | 0 | 0 | 0 | 0 | 0 | 0 | 0 | 0 | 0 | 0 | 0 | 0 | 0 | 0 | 0 | 0 | 0 | 0 | 0 | 0
0 | 0 |  |  |  | 0 | [11 empty] | 0 | 0 |  | 0 |  | 0 | [5 empty] | 0 |  | 0 |  | 0 |  | 0 |  | 0 |  | 0 |  | 0 |  | 0 |  |  | 0 | 0 | 0 |  |  | 0 | 0 | 0 | 0 | 0 | 0 | 0 | 0 | 0 | 0 | 0 | 0 | 0 | 0 | 0 | 0 | 0 | 0 | 0 | 0 | 0
0 | 0 |  |  |  | 0 | [11 empty] | 0 | 0 |  | 0 |  | 0 | [5 empty] | 0 |  | 0 |  | 0 |  | 0 |  | 0 |  | 0 |  | 0 |  | 0 |  |  | 0 | 0 | 0 |  |  | 0 | 0 | 0 | 0 | 0 | 0 | 0 | 0 | 0 | 0 | 0 | 0 | 0 | 0 | 0 | 0 | 0 | 0 | 0 | 0 | 0
0 | 0 |  |  |  | 0 | [11 empty] | 0 | 0 |  | 0 |  | 0 | [5 empty] | 0 |  | 0 |  | 0 |  | 0 |  | 0 |  | 0 |  | 0 |  | 0 |  |  | 0 | 0 | 0 |  |  | 0 | 0 | 0 | 0 | 0 | 0 | 0 | 0 | 0 | 0 | 0 | 0 | 0 | 0 | 0 | 0 | 0 | 0 | 0 | 0 | 0
0 | 0 |  |  |  | 0 | [11 empty] | 0 | 0 |  | 0 |  | 0 | [5 empty] | 0 |  | 0 |  | 0 |  | 0 |  | 0 |  | 0 |  | 0 |  | 0 |  |  | 0 | 0 | 0 |  |  | 0 | 0 | 0 | 0 | 0 | 0 | 0 | 0 | 0 | 0 | 0 | 0 | 0 | 0 | 0 | 0 | 0 | 0 | 0 | 0 | 0
0 | 0 |  |  |  | 0 | [11 empty] | 0 | 0 |  | 0 |  | 0 | [5 empty] | 0 |  | 0 |  | 0 |  | 0 |  | 0 |  | 0 |  | 0 |  | 0 |  |  | 0 | 0 | 0 |  |  | 0 | 0 | 0 | 0 | 0 | 0 | 0 | 0 | 0 | 0 | 0 | 0 | 0 | 0 | 0 | 0 | 0 | 0 | 0 | 0 | 0
0 | 0 |  |  |  | 0 | [11 empty] | 0 | 0 |  | 0 |  | 0 | [5 empty] | 0 |  | 0 |  | 0 |  | 0 |  | 0 |  | 0 |  | 0 |  | 0 |  |  | 0 | 0 | 0 |  |  | 0 | 0 | 0 | 0 | 0 | 0 | 0 | 0 | 0 | 0 | 0 | 0 | 0 | 0 | 0 | 0 | 0 | 0 | 0 | 0 | 0
0 | 0 |  |  |  | 0 | [11 empty] | 0 | 0 |  | 0 |  | 0 | [5 empty] | 0 |  | 0 |  | 0 |  | 0 |  | 0 |  | 0 |  | 0 |  | 0 |  |  | 0 | 0 | 0 |  |  | 0 | 0 | 0 | 0 | 0 | 0 | 0 | 0 | 0 | 0 | 0 | 0 | 0 | 0 | 0 | 0 | 0 | 0 | 0 | 0 | 0
0 | 0 |  |  |  | 0 | [11 empty] | 0 | 0 |  | 0 |  | 0 | [5 empty] | 0 |  | 0 |  | 0 |  | 0 |  | 0 |  | 0 |  | 0 |  | 0 |  |  | 0 | 0 | 0 |  |  | 0 | 0 | 0 | 0 | 0 | 0 | 0 | 0 | 0 | 0 | 0 | 0 | 0 | 0 | 0 | 0 | 0 | 0 | 0 | 0 | 0
0 | 0 |  |  |  | 0 | [11 empty] | 0 | 0 |  | 0 |  | 0 | [5 empty] | 0 |  | 0 |  | 0 |  | 0 |  | 0 |  | 0 |  | 0 |  | 0 |  |  | 0 | 0 | 0 |  |  | 0 | 0 | 0 | 0 | 0 | 0 | 0 | 0 | 0 | 0 | 0 | 0 | 0 | 0 | 0 | 0 | 0 | 0 | 0 | 0 | 0
0 | 0 |  |  |  | 0 | [11 empty] | 0 | 0 |  | 0 |  | 0 | [5 empty] | 0 |  | 0 |  | 0 |  | 0 |  | 0 |  | 0 |  | 0 |  | 0 |  |  | 0 | 0 | 0 |  |  | 0 | 0 | 0 | 0 | 0 | 0 | 0 | 0 | 0 | 0 | 0 | 0 | 0 | 0 | 0 | 0 | 0 | 0 | 0 | 0 | 0
0 | 0 |  |  |  | 0 | [11 empty] | 0 | 0 |  | 0 |  | 0 | [5 empty] | 0 |  | 0 |  | 0 |  | 0 |  | 0 |  | 0 |  | 0 |  | 0 |  |  | 0 | 0 | 0 |  |  | 0 | 0 | 0 | 0 | 0 | 0 | 0 | 0 | 0 | 0 | 0 | 0 | 0 | 0 | 0 | 0 | 0 | 0 | 0 | 0 | 0
0 | 0 |  |  |  | 0 | [11 empty] | 0 | 0 |  | 0 |  | 0 | [5 empty] | 0 |  | 0 |  | 0 |  | 0 |  | 0 |  | 0 |  | 0 |  | 0 |  |  | 0 | 0 | 0 |  |  | 0 | 0 | 0 | 0 | 0 | 0 | 0 | 0 | 0 | 0 | 0 | 0 | 0 | 0 | 0 | 0 | 0 | 0 | 0 | 0 | 0
0 | 0 |  |  |  | 0 | [11 empty] | 0 | 0 |  | 0 |  | 0 | [5 empty] | 0 |  | 0 |  | 0 |  | 0 |  | 0 |  | 0 |  | 0 |  | 0 |  |  | 0 | 0 | 0 |  |  | 0 | 0 | 0 | 0 | 0 | 0 | 0 | 0 | 0 | 0 | 0 | 0 | 0 | 0 | 0 | 0 | 0 | 0 | 0 | 0 | 0
0 | 0 |  |  |  | 0 | [11 empty] | 0 | 0 |  | 0 |  | 0 | [5 empty] | 0 |  | 0 |  | 0 |  | 0 |  | 0 |  | 0 |  | 0 |  | 0 |  |  | 0 | 0 | 0 |  |  | 0 | 0 | 0 | 0 | 0 | 0 | 0 | 0 | 0 | 0 | 0 | 0 | 0 | 0 | 0 | 0 | 0 | 0 | 0 | 0 | 0
0 | 0 |  |  |  | 0 | [11 empty] | 0 | 0 |  | 0 |  | 0 | [5 empty] | 0 |  | 0 |  | 0 |  | 0 |  | 0 |  | 0 |  | 0 |  | 0 |  |  | 0 | 0 | 0 |  |  | 0 | 0 | 0 | 0 | 0 | 0 | 0 | 0 | 0 | 0 | 0 | 0 | 0 | 0 | 0 | 0 | 0 | 0 | 0 | 0 | 0
0 | 0 |  |  |  | 0 | [11 empty] | 0 | 0 |  | 0 |  | 0 | [5 empty] | 0 |  | 0 |  | 0 |  | 0 |  | 0 |  | 0 |  | 0 |  | 0 |  |  | 0 | 0 | 0 |  |  | 0 | 0 | 0 | 0 | 0 | 0 | 0 | 0 | 0 | 0 | 0 | 0 | 0 | 0 | 0 | 0 | 0 | 0 | 0 | 0 | 0
0 | 0 |  |  |  | 0 | [11 empty] | 0 | 0 |  | 0 |  | 0 | [5 empty] | 0 |  | 0 |  | 0 |  | 0 |  | 0 |  | 0 |  | 0 |  | 0 |  |  | 0 | 0 | 0 |  |  | 0 | 0 | 0 | 0 | 0 | 0 | 0 | 0 | 0 | 0 | 0 | 0 | 0 | 0 | 0 | 0 | 0 | 0 | 0 | 0 | 0
0 | 0 |  |  |  | 0 | [11 empty] | 0 | 0 |  | 0 |  | 0 | [5 empty] | 0 |  | 0 |  | 0 |  | 0 |  | 0 |  | 0 |  | 0 |  | 0 |  |  | 0 | 0 | 0 |  |  | 0 | 0 | 0 | 0 | 0 | 0 | 0 | 0 | 0 | 0 | 0 | 0 | 0 | 0 | 0 | 0 | 0 | 0 | 0 | 0 | 0
0 | 0 |  |  |  | 0 | [11 empty] | 0 | 0 |  | 0 |  | 0 | [5 empty] | 0 |  | 0 |  | 0 |  | 0 |  | 0 |  | 0 |  | 0 |  | 0 |  |  | 0 | 0 | 0 |  |  | 0 | 0 | 0 | 0 | 0 | 0 | 0 | 0 | 0 | 0 | 0 | 0 | 0 | 0 | 0 | 0 | 0 | 0 | 0 | 0 | 0
0 | 0 |  |  |  | 0 | [11 empty] | 0 | 0 |  | 0 |  | 0 | [5 empty] | 0 |  | 0 |  | 0 |  | 0 |  | 0 |  | 0 |  | 0 |  | 0 |  |  | 0 | 0 | 0 |  |  | 0 | 0 | 0 | 0 | 0 | 0 | 0 | 0 | 0 | 0 | 0 | 0 | 0 | 0 | 0 | 0 | 0 | 0 | 0 | 0 | 0
0 | 0 |  |  |  | 0 | [11 empty] | 0 | 0 |  | 0 |  | 0 | [5 empty] | 0 |  | 0 |  | 0 |  | 0 |  | 0 |  | 0 |  | 0 |  | 0 |  |  | 0 | 0 | 0 |  |  | 0 | 0 | 0 | 0 | 0 | 0 | 0 | 0 | 0 | 0 | 0 | 0 | 0 | 0 | 0 | 0 | 0 | 0 | 0 | 0 | 0
0 | 0 |  |  |  | 0 | [11 empty] | 0 | 0 |  | 0 |  | 0 | [5 empty] | 0 |  | 0 |  | 0 |  | 0 |  | 0 |  | 0 |  | 0 |  | 0 |  |  | 0 | 0 | 0 |  |  | 0 | 0 | 0 | 0 | 0 | 0 | 0 | 0 | 0 | 0 | 0 | 0 | 0 | 0 | 0 | 0 | 0 | 0 | 0 | 0 | 0
0 | 0 |  |  |  | 0 | [11 empty] | 0 | 0 |  | 0 |  | 0 | [5 empty] | 0 |  | 0 |  | 0 |  | 0 |  | 0 |  | 0 |  | 0 |  | 0 |  |  | 0 | 0 | 0 |  |  | 0 | 0 | 0 | 0 | 0 | 0 | 0 | 0 | 0 | 0 | 0 | 0 | 0 | 0 | 0 | 0 | 0 | 0 | 0 | 0 | 0
0 | 0 |  |  |  | 0 | [11 empty] | 0 | 0 |  | 0 |  | 0 | [5 empty] | 0 |  | 0 |  | 0 |  | 0 |  | 0 |  | 0 |  | 0 |  | 0 |  |  | 0 | 0 | 0 |  |  | 0 | 0 | 0 | 0 | 0 | 0 | 0 | 0 | 0 | 0 | 0 | 0 | 0 | 0 | 0 | 0 | 0 | 0 | 0 | 0 | 0
0 | 0 |  |  |  | 0 | [11 empty] | 0 | 0 |  | 0 |  | 0 | [5 empty] | 0 |  | 0 |  | 0 |  | 0 |  | 0 |  | 0 |  | 0 |  | 0 |  |  | 0 | 0 | 0 |  |  | 0 | 0 | 0 | 0 | 0 | 0 | 0 | 0 | 0 | 0 | 0 | 0 | 0 | 0 | 0 | 0 | 0 | 0 | 0 | 0 | 0
0 | 0 |  |  |  | 0 | [11 empty] | 0 | 0 |  | 0 |  | 0 | [5 empty] | 0 |  | 0 |  | 0 |  | 0 |  | 0 |  | 0 |  | 0 |  | 0 |  |  | 0 | 0 | 0 |  |  | 0 | 0 | 0 | 0 | 0 | 0 | 0 | 0 | 0 | 0 | 0 | 0 | 0 | 0 | 0 | 0 | 0 | 0 | 0 | 0 | 0
0 | 0 |  |  |  | 0 | [11 empty] | 0 | 0 |  | 0 |  | 0 | [5 empty] | 0 |  | 0 |  | 0 |  | 0 |  | 0 |  | 0 |  | 0 |  | 0 |  |  | 0 | 0 | 0 |  |  | 0 | 0 | 0 | 0 | 0 | 0 | 0 | 0 | 0 | 0 | 0 | 0 | 0 | 0 | 0 | 0 | 0 | 0 | 0 | 0 | 0
0 | 0 |  |  |  | 0 | [11 empty] | 0 | 0 |  | 0 |  | 0 | [5 empty] | 0 |  | 0 |  | 0 |  | 0 |  | 0 |  | 0 |  | 0 |  | 0 |  |  | 0 | 0 | 0 |  |  | 0 | 0 | 0 | 0 | 0 | 0 | 0 | 0 | 0 | 0 | 0 | 0 | 0 | 0 | 0 | 0 | 0 | 0 | 0 | 0 | 0
0 | 0 |  |  |  | 0 | [11 empty] | 0 | 0 |  | 0 |  | 0 | [5 empty] | 0 |  | 0 |  | 0 |  | 0 |  | 0 |  | 0 |  | 0 |  | 0 |  |  | 0 | 0 | 0 |  |  | 0 | 0 | 0 | 0 | 0 | 0 | 0 | 0 | 0 | 0 | 0 | 0 | 0 | 0 | 0 | 0 | 0 | 0 | 0 | 0 | 0
0 | 0 |  |  |  | 0 | [11 empty] | 0 | 0 |  | 0 |  | 0 | [5 empty] | 0 |  | 0 |  | 0 |  | 0 |  | 0 |  | 0 |  | 0 |  | 0 |  |  | 0 | 0 | 0 |  |  | 0 | 0 | 0 | 0 | 0 | 0 | 0 | 0 | 0 | 0 | 0 | 0 | 0 | 0 | 0 | 0 | 0 | 0 | 0 | 0 | 0
0 | 0 |  |  |  | 0 | [11 empty] | 0 | 0 |  | 0 |  | 0 | [5 empty] | 0 |  | 0 |  | 0 |  | 0 |  | 0 |  | 0 |  | 0 |  | 0 |  |  | 0 | 0 | 0 |  |  | 0 | 0 | 0 | 0 | 0 | 0 | 0 | 0 | 0 | 0 | 0 | 0 | 0 | 0 | 0 | 0 | 0 | 0 | 0 | 0 | 0
0 | 0 |  |  |  | 0 | [11 empty] | 0 | 0 |  | 0 |  | 0 | [5 empty] | 0 |  | 0 |  | 0 |  | 0 |  | 0 |  | 0 |  | 0 |  | 0 |  |  | 0 | 0 | 0 |  |  | 0 | 0 | 0 | 0 | 0 | 0 | 0 | 0 | 0 | 0 | 0 | 0 | 0 | 0 | 0 | 0 | 0 | 0 | 0 | 0 | 0
0 | 0 |  |  |  | 0 | [11 empty] | 0 | 0 |  | 0 |  | 0 | [5 empty] | 0 |  | 0 |  | 0 |  | 0 |  | 0 |  | 0 |  | 0 |  | 0 |  |  | 0 | 0 | 0 |  |  | 0 | 0 | 0 | 0 | 0 | 0 | 0 | 0 | 0 | 0 | 0 | 0 | 0 | 0 | 0 | 0 | 0 | 0 | 0 | 0 | 0
0 | 0 |  |  |  | 0 | [11 empty] | 0 | 0 |  | 0 |  | 0 | [5 empty] | 0 |  | 0 |  | 0 |  | 0 |  | 0 |  | 0 |  | 0 |  | 0 |  |  | 0 | 0 | 0 |  |  | 0 | 0 | 0 | 0 | 0 | 0 | 0 | 0 | 0 | 0 | 0 | 0 | 0 | 0 | 0 | 0 | 0 | 0 | 0 | 0 | 0
0 | 0 |  |  |  | 0 | [11 empty] | 0 | 0 |  | 0 |  | 0 | [5 empty] | 0 |  | 0 |  | 0 |  | 0 |  | 0 |  | 0 |  | 0 |  | 0 |  |  | 0 | 0 | 0 |  |  | 0 | 0 | 0 | 0 | 0 | 0 | 0 | 0 | 0 | 0 | 0 | 0 | 0 | 0 | 0 | 0 | 0 | 0 | 0 | 0 | 0
0 | 0 |  |  |  | 0 | [11 empty] | 0 | 0 |  | 0 |  | 0 | [5 empty] | 0 |  | 0 |  | 0 |  | 0 |  | 0 |  | 0 |  | 0 |  | 0 |  |  | 0 | 0 | 0 |  |  | 0 | 0 | 0 | 0 | 0 | 0 | 0 | 0 | 0 | 0 | 0 | 0 | 0 | 0 | 0 | 0 | 0 | 0 | 0 | 0 | 0
0 | 0 |  |  |  | 0 | [11 empty] | 0 | 0 |  | 0 |  | 0 | [5 empty] | 0 |  | 0 |  | 0 |  | 0 |  | 0 |  | 0 |  | 0 |  | 0 |  |  | 0 | 0 | 0 |  |  | 0 | 0 | 0 | 0 | 0 | 0 | 0 | 0 | 0 | 0 | 0 | 0 | 0 | 0 | 0 | 0 | 0 | 0 | 0 | 0 | 0
0 | 0 |  |  |  | 0 | [11 empty] | 0 | 0 |  | 0 |  | 0 | [5 empty] | 0 |  | 0 |  | 0 |  | 0 |  | 0 |  | 0 |  | 0 |  | 0 |  |  | 0 | 0 | 0 |  |  | 0 | 0 | 0 | 0 | 0 | 0 | 0 | 0 | 0 | 0 | 0 | 0 | 0 | 0 | 0 | 0 | 0 | 0 | 0 | 0 | 0
0 | 0 |  |  |  | 0 | [11 empty] | 0 | 0 |  | 0 |  | 0 | [5 empty] | 0 |  | 0 |  | 0 |  | 0 |  | 0 |  | 0 |  | 0 |  | 0 |  |  | 0 | 0 | 0 |  |  | 0 | 0 | 0 | 0 | 0 | 0 | 0 | 0 | 0 | 0 | 0 | 0 | 0 | 0 | 0 | 0 | 0 | 0 | 0 | 0 | 0
0 | 0 |  |  |  | 0 | [11 empty] | 0 | 0 |  | 0 |  | 0 | [5 empty] | 0 |  | 0 |  | 0 |  | 0 |  | 0 |  | 0 |  | 0 |  | 0 |  |  | 0 | 0 | 0 |  |  | 0 | 0 | 0 | 0 | 0 | 0 | 0 | 0 | 0 | 0 | 0 | 0 | 0 | 0 | 0 | 0 | 0 | 0 | 0 | 0 | 0
0 | 0 |  |  |  | 0 | [11 empty] | 0 | 0 |  | 0 |  | 0 | [5 empty] | 0 |  | 0 |  | 0 |  | 0 |  | 0 |  | 0 |  | 0 |  | 0 |  |  | 0 | 0 | 0 |  |  | 0 | 0 | 0 | 0 | 0 | 0 | 0 | 0 | 0 | 0 | 0 | 0 | 0 | 0 | 0 | 0 | 0 | 0 | 0 | 0 | 0
0 | 0 |  |  |  | 0 | [11 empty] | 0 | 0 |  | 0 |  | 0 | [5 empty] | 0 |  | 0 |  | 0 |  | 0 |  | 0 |  | 0 |  | 0 |  | 0 |  |  | 0 | 0 | 0 |  |  | 0 | 0 | 0 | 0 | 0 | 0 | 0 | 0 | 0 | 0 | 0 | 0 | 0 | 0 | 0 | 0 | 0 | 0 | 0 | 0 | 0
0 | 0 |  |  |  | 0 | [11 empty] | 0 | 0 |  | 0 |  | 0 | [5 empty] | 0 |  | 0 |  | 0 |  | 0 |  | 0 |  | 0 |  | 0 |  | 0 |  |  | 0 | 0 | 0 |  |  | 0 | 0 | 0 | 0 | 0 | 0 | 0 | 0 | 0 | 0 | 0 | 0 | 0 | 0 | 0 | 0 | 0 | 0 | 0 | 0 | 0
0 | 0 |  |  |  | 0 | [11 empty] | 0 | 0 |  | 0 |  | 0 | [5 empty] | 0 |  | 0 |  | 0 |  | 0 |  | 0 |  | 0 |  | 0 |  | 0 |  |  | 0 | 0 | 0 |  |  | 0 | 0 | 0 | 0 | 0 | 0 | 0 | 0 | 0 | 0 | 0 | 0 | 0 | 0 | 0 | 0 | 0 | 0 | 0 | 0 | 0
0 | 0 |  |  |  | 0 | [11 empty] | 0 | 0 |  | 0 |  | 0 | [5 empty] | 0 |  | 0 |  | 0 |  | 0 |  | 0 |  | 0 |  | 0 |  | 0 |  |  | 0 | 0 | 0 |  |  | 0 | 0 | 0 | 0 | 0 | 0 | 0 | 0 | 0 | 0 | 0 | 0 | 0 | 0 | 0 | 0 | 0 | 0 | 0 | 0 | 0
0 | 0 |  |  |  | 0 | [11 empty] | 0 | 0 |  | 0 |  | 0 | [5 empty] | 0 |  | 0 |  | 0 |  | 0 |  | 0 |  | 0 |  | 0 |  | 0 |  |  | 0 | 0 | 0 |  |  | 0 | 0 | 0 | 0 | 0 | 0 | 0 | 0 | 0 | 0 | 0 | 0 | 0 | 0 | 0 | 0 | 0 | 0 | 0 | 0 | 0
0 | 0 |  |  |  | 0 | [11 empty] | 0 | 0 |  | 0 |  | 0 | [5 empty] | 0 |  | 0 |  | 0 |  | 0 |  | 0 |  | 0 |  | 0 |  | 0 |  |  | 0 | 0 | 0 |  |  | 0 | 0 | 0 | 0 | 0 | 0 | 0 | 0 | 0 | 0 | 0 | 0 | 0 | 0 | 0 | 0 | 0 | 0 | 0 | 0 | 0
0 | 0 |  |  |  | 0 | [11 empty] | 0 | 0 |  | 0 |  | 0 | [5 empty] | 0 |  | 0 |  | 0 |  | 0 |  | 0 |  | 0 |  | 0 |  | 0 |  |  | 0 | 0 | 0 |  |  | 0 | 0 | 0 | 0 | 0 | 0 | 0 | 0 | 0 | 0 | 0 | 0 | 0 | 0 | 0 | 0 | 0 | 0 | 0 | 0 | 0
0 | 0 |  |  |  | 0 | [11 empty] | 0 | 0 |  | 0 |  | 0 | [5 empty] | 0 |  | 0 |  | 0 |  | 0 |  | 0 |  | 0 |  | 0 |  | 0 |  |  | 0 | 0 | 0 |  |  | 0 | 0 | 0 | 0 | 0 | 0 | 0 | 0 | 0 | 0 | 0 | 0 | 0 | 0 | 0 | 0 | 0 | 0 | 0 | 0 | 0
0 | 0 |  |  |  | 0 | [11 empty] | 0 | 0 |  | 0 |  | 0 | [5 empty] | 0 |  | 0 |  | 0 |  | 0 |  | 0 |  | 0 |  | 0 |  | 0 |  |  | 0 | 0 | 0 |  |  | 0 | 0 | 0 | 0 | 0 | 0 | 0 | 0 | 0 | 0 | 0 | 0 | 0 | 0 | 0 | 0 | 0 | 0 | 0 | 0 | 0
0 | 0 |  |  |  | 0 | [11 empty] | 0 | 0 |  | 0 |  | 0 | [5 empty] | 0 |  | 0 |  | 0 |  | 0 |  | 0 |  | 0 |  | 0 |  | 0 |  |  | 0 | 0 | 0 |  |  | 0 | 0 | 0 | 0 | 0 | 0 | 0 | 0 | 0 | 0 | 0 | 0 | 0 | 0 | 0 | 0 | 0 | 0 | 0 | 0 | 0
0 | 0 |  |  |  | 0 | [11 empty] | 0 | 0 |  | 0 |  | 0 | [5 empty] | 0 |  | 0 |  | 0 |  | 0 |  | 0 |  | 0 |  | 0 |  | 0 |  |  | 0 | 0 | 0 |  |  | 0 | 0 | 0 | 0 | 0 | 0 | 0 | 0 | 0 | 0 | 0 | 0 | 0 | 0 | 0 | 0 | 0 | 0 | 0 | 0 | 0
0 | 0 |  |  |  | 0 | [11 empty] | 0 | 0 |  | 0 |  | 0 | [5 empty] | 0 |  | 0 |  | 0 |  | 0 |  | 0 |  | 0 |  | 0 |  | 0 |  |  | 0 | 0 | 0 |  |  | 0 | 0 | 0 | 0 | 0 | 0 | 0 | 0 | 0 | 0 | 0 | 0 | 0 | 0 | 0 | 0 | 0 | 0 | 0 | 0 | 0
0 | 0 |  |  |  | 0 | [11 empty] | 0 | 0 |  | 0 |  | 0 | [5 empty] | 0 |  | 0 |  | 0 |  | 0 |  | 0 |  | 0 |  | 0 |  | 0 |  |  | 0 | 0 | 0 |  |  | 0 | 0 | 0 | 0 | 0 | 0 | 0 | 0 | 0 | 0 | 0 | 0 | 0 | 0 | 0 | 0 | 0 | 0 | 0 | 0 | 0
0 | 0 |  |  |  | 0 | [11 empty] | 0 | 0 |  | 0 |  | 0 | [5 empty] | 0 |  | 0 |  | 0 |  | 0 |  | 0 |  | 0 |  | 0 |  | 0 |  |  | 0 | 0 | 0 |  |  | 0 | 0 | 0 | 0 | 0 | 0 | 0 | 0 | 0 | 0 | 0 | 0 | 0 | 0 | 0 | 0 | 0 | 0 | 0 | 0 | 0
0 | 0 |  |  |  | 0 | [11 empty] | 0 | 0 |  | 0 |  | 0 | [5 empty] | 0 |  | 0 |  | 0 |  | 0 |  | 0 |  | 0 |  | 0 |  | 0 |  |  | 0 | 0 | 0 |  |  | 0 | 0 | 0 | 0 | 0 | 0 | 0 | 0 | 0 | 0 | 0 | 0 | 0 | 0 | 0 | 0 | 0 | 0 | 0 | 0 | 0
0 | 0 |  |  |  | 0 | [11 empty] | 0 | 0 |  | 0 |  | 0 | [5 empty] | 0 |  | 0 |  | 0 |  | 0 |  | 0 |  | 0 |  | 0 |  | 0 |  |  | 0 | 0 | 0 |  |  | 0 | 0 | 0 | 0 | 0 | 0 | 0 | 0 | 0 | 0 | 0 | 0 | 0 | 0 | 0 | 0 | 0 | 0 | 0 | 0 | 0
0 | 0 |  |  |  | 0 | [11 empty] | 0 | 0 |  | 0 |  | 0 | [5 empty] | 0 |  | 0 |  | 0 |  | 0 |  | 0 |  | 0 |  | 0 |  | 0 |  |  | 0 | 0 | 0 |  |  | 0 | 0 | 0 | 0 | 0 | 0 | 0 | 0 | 0 | 0 | 0 | 0 | 0 | 0 | 0 | 0 | 0 | 0 | 0 | 0 | 0
0 | 0 |  |  |  | 0 | [11 empty] | 0 | 0 |  | 0 |  | 0 | [5 empty] | 0 |  | 0 |  | 0 |  | 0 |  | 0 |  | 0 |  | 0 |  | 0 |  |  | 0 | 0 | 0 |  |  | 0 | 0 | 0 | 0 | 0 | 0 | 0 | 0 | 0 | 0 | 0 | 0 | 0 | 0 | 0 | 0 | 0 | 0 | 0 | 0 | 0
0 | 0 |  |  |  | 0 | [11 empty] | 0 | 0 |  | 0 |  | 0 | [5 empty] | 0 |  | 0 |  | 0 |  | 0 |  | 0 |  | 0 |  | 0 |  | 0 |  |  | 0 | 0 | 0 |  |  | 0 | 0 | 0 | 0 | 0 | 0 | 0 | 0 | 0 | 0 | 0 | 0 | 0 | 0 | 0 | 0 | 0 | 0 | 0 | 0 | 0
0 | 0 |  |  |  | 0 | [11 empty] | 0 | 0 |  | 0 |  | 0 | [5 empty] | 0 |  | 0 |  | 0 |  | 0 |  | 0 |  | 0 |  | 0 |  | 0 |  |  | 0 | 0 | 0 |  |  | 0 | 0 | 0 | 0 | 0 | 0 | 0 | 0 | 0 | 0 | 0 | 0 | 0 | 0 | 0 | 0 | 0 | 0 | 0 | 0 | 0
0 | 0 |  |  |  | 0 | [11 empty] | 0 | 0 |  | 0 |  | 0 | [5 empty] | 0 |  | 0 |  | 0 |  | 0 |  | 0 |  | 0 |  | 0 |  | 0 |  |  | 0 | 0 | 0 |  |  | 0 | 0 | 0 | 0 | 0 | 0 | 0 | 0 | 0 | 0 | 0 | 0 | 0 | 0 | 0 | 0 | 0 | 0 | 0 | 0 | 0
0 | 0 |  |  |  | 0 | [11 empty] | 0 | 0 |  | 0 |  | 0 | [5 empty] | 0 |  | 0 |  | 0 |  | 0 |  | 0 |  | 0 |  | 0 |  | 0 |  |  | 0 | 0 | 0 |  |  | 0 | 0 | 0 | 0 | 0 | 0 | 0 | 0 | 0 | 0 | 0 | 0 | 0 | 0 | 0 | 0 | 0 | 0 | 0 | 0 | 0
0 | 0 |  |  |  | 0 | [11 empty] | 0 | 0 |  | 0 |  | 0 | [5 empty] | 0 |  | 0 |  | 0 |  | 0 |  | 0 |  | 0 |  | 0 |  | 0 |  |  | 0 | 0 | 0 |  |  | 0 | 0 | 0 | 0 | 0 | 0 | 0 | 0 | 0 | 0 | 0 | 0 | 0 | 0 | 0 | 0 | 0 | 0 | 0 | 0 | 0
0 | 0 |  |  |  | 0 | [11 empty] | 0 | 0 |  | 0 |  | 0 | [5 empty] | 0 |  | 0 |  | 0 |  | 0 |  | 0 |  | 0 |  | 0 |  | 0 |  |  | 0 | 0 | 0 |  |  | 0 | 0 | 0 | 0 | 0 | 0 | 0 | 0 | 0 | 0 | 0 | 0 | 0 | 0 | 0 | 0 | 0 | 0 | 0 | 0 | 0
0 | 0 |  |  |  | 0 | [11 empty] | 0 | 0 |  | 0 |  | 0 | [5 empty] | 0 |  | 0 |  | 0 |  | 0 |  | 0 |  | 0 |  | 0 |  | 0 |  |  | 0 | 0 | 0 |  |  | 0 | 0 | 0 | 0 | 0 | 0 | 0 | 0 | 0 | 0 | 0 | 0 | 0 | 0 | 0 | 0 | 0 | 0 | 0 | 0 | 0
0 | 0 |  |  |  | 0 | [11 empty] | 0 | 0 |  | 0 |  | 0 | [5 empty] | 0 |  | 0 |  | 0 |  | 0 |  | 0 |  | 0 |  | 0 |  | 0 |  |  | 0 | 0 | 0 |  |  | 0 | 0 | 0 | 0 | 0 | 0 | 0 | 0 | 0 | 0 | 0 | 0 | 0 | 0 | 0 | 0 | 0 | 0 | 0 | 0 | 0
0 | 0 |  |  |  | 0 | [11 empty] | 0 | 0 |  | 0 |  | 0 | [5 empty] | 0 |  | 0 |  | 0 |  | 0 |  | 0 |  | 0 |  | 0 |  | 0 |  |  | 0 | 0 | 0 |  |  | 0 | 0 | 0 | 0 | 0 | 0 | 0 | 0 | 0 | 0 | 0 | 0 | 0 | 0 | 0 | 0 | 0 | 0 | 0 | 0 | 0
0 | 0 |  |  |  | 0 | [11 empty] | 0 | 0 |  | 0 |  | 0 | [5 empty] | 0 |  | 0 |  | 0 |  | 0 |  | 0 |  | 0 |  | 0 |  | 0 |  |  | 0 | 0 | 0 |  |  | 0 | 0 | 0 | 0 | 0 | 0 | 0 | 0 | 0 | 0 | 0 | 0 | 0 | 0 | 0 | 0 | 0 | 0 | 0 | 0 | 0
0 | 0 |  |  |  | 0 | [11 empty] | 0 | 0 |  | 0 |  | 0 | [5 empty] | 0 |  | 0 |  | 0 |  | 0 |  | 0 |  | 0 |  | 0 |  | 0 |  |  | 0 | 0 | 0 |  |  | 0 | 0 | 0 | 0 | 0 | 0 | 0 | 0 | 0 | 0 | 0 | 0 | 0 | 0 | 0 | 0 | 0 | 0 | 0 | 0 | 0
0 | 0 |  |  |  | 0 | [11 empty] | 0 | 0 |  | 0 |  | 0 | [5 empty] | 0 |  | 0 |  | 0 |  | 0 |  | 0 |  | 0 |  | 0 |  | 0 |  |  | 0 | 0 | 0 |  |  | 0 | 0 | 0 | 0 | 0 | 0 | 0 | 0 | 0 | 0 | 0 | 0 | 0 | 0 | 0 | 0 | 0 | 0 | 0 | 0 | 0
0 | 0 |  |  |  | 0 | [11 empty] | 0 | 0 |  | 0 |  | 0 | [5 empty] | 0 |  | 0 |  | 0 |  | 0 |  | 0 |  | 0 |  | 0 |  | 0 |  |  | 0 | 0 | 0 |  |  | 0 | 0 | 0 | 0 | 0 | 0 | 0 | 0 | 0 | 0 | 0 | 0 | 0 | 0 | 0 | 0 | 0 | 0 | 0 | 0 | 0
0 | 0 |  |  |  | 0 | [11 empty] | 0 | 0 |  | 0 |  | 0 | [5 empty] | 0 |  | 0 |  | 0 |  | 0 |  | 0 |  | 0 |  | 0 |  | 0 |  |  | 0 | 0 | 0 |  |  | 0 | 0 | 0 | 0 | 0 | 0 | 0 | 0 | 0 | 0 | 0 | 0 | 0 | 0 | 0 | 0 | 0 | 0 | 0 | 0 | 0
0 | 0 |  |  |  | 0 | [11 empty] | 0 | 0 |  | 0 |  | 0 | [5 empty] | 0 |  | 0 |  | 0 |  | 0 |  | 0 |  | 0 |  | 0 |  | 0 |  |  | 0 | 0 | 0 |  |  | 0 | 0 | 0 | 0 | 0 | 0 | 0 | 0 | 0 | 0 | 0 | 0 | 0 | 0 | 0 | 0 | 0 | 0 | 0 | 0 | 0
0 | 0 |  |  |  | 0 | [11 empty] | 0 | 0 |  | 0 |  | 0 | [5 empty] | 0 |  | 0 |  | 0 |  | 0 |  | 0 |  | 0 |  | 0 |  | 0 |  |  | 0 | 0 | 0 |  |  | 0 | 0 | 0 | 0 | 0 | 0 | 0 | 0 | 0 | 0 | 0 | 0 | 0 | 0 | 0 | 0 | 0 | 0 | 0 | 0 | 0
0 | 0 |  |  |  | 0 | [11 empty] | 0 | 0 |  | 0 |  | 0 | [5 empty] | 0 |  | 0 |  | 0 |  | 0 |  | 0 |  | 0 |  | 0 |  | 0 |  |  | 0 | 0 | 0 |  |  | 0 | 0 | 0 | 0 | 0 | 0 | 0 | 0 | 0 | 0 | 0 | 0 | 0 | 0 | 0 | 0 | 0 | 0 | 0 | 0 | 0
0 | 0 |  |  |  | 0 | [11 empty] | 0 | 0 |  | 0 |  | 0 | [5 empty] | 0 |  | 0 |  | 0 |  | 0 |  | 0 |  | 0 |  | 0 |  | 0 |  |  | 0 | 0 | 0 |  |  | 0 | 0 | 0 | 0 | 0 | 0 | 0 | 0 | 0 | 0 | 0 | 0 | 0 | 0 | 0 | 0 | 0 | 0 | 0 | 0 | 0
0 | 0 |  |  |  | 0 | [11 empty] | 0 | 0 |  | 0 |  | 0 | [5 empty] | 0 |  | 0 |  | 0 |  | 0 |  | 0 |  | 0 |  | 0 |  | 0 |  |  | 0 | 0 | 0 |  |  | 0 | 0 | 0 | 0 | 0 | 0 | 0 | 0 | 0 | 0 | 0 | 0 | 0 | 0 | 0 | 0 | 0 | 0 | 0 | 0 | 0
0 | 0 |  |  |  | 0 | [11 empty] | 0 | 0 |  | 0 |  | 0 | [5 empty] | 0 |  | 0 |  | 0 |  | 0 |  | 0 |  | 0 |  | 0 |  | 0 |  |  | 0 | 0 | 0 |  |  | 0 | 0 | 0 | 0 | 0 | 0 | 0 | 0 | 0 | 0 | 0 | 0 | 0 | 0 | 0 | 0 | 0 | 0 | 0 | 0 | 0
0 | 0 |  |  |  | 0 | [11 empty] | 0 | 0 |  | 0 |  | 0 | [5 empty] | 0 |  | 0 |  | 0 |  | 0 |  | 0 |  | 0 |  | 0 |  | 0 |  |  | 0 | 0 | 0 |  |  | 0 | 0 | 0 | 0 | 0 | 0 | 0 | 0 | 0 | 0 | 0 | 0 | 0 | 0 | 0 | 0 | 0 | 0 | 0 | 0 | 0
0 | 0 |  |  |  | 0 | [11 empty] | 0 | 0 |  | 0 |  | 0 | [5 empty] | 0 |  | 0 |  | 0 |  | 0 |  | 0 |  | 0 |  | 0 |  | 0 |  |  | 0 | 0 | 0 |  |  | 0 | 0 | 0 | 0 | 0 | 0 | 0 | 0 | 0 | 0 | 0 | 0 | 0 | 0 | 0 | 0 | 0 | 0 | 0 | 0 | 0
0 | 0 |  |  |  | 0 | [11 empty] | 0 | 0 |  | 0 |  | 0 | [5 empty] | 0 |  | 0 |  | 0 |  | 0 |  | 0 |  | 0 |  | 0 |  | 0 |  |  | 0 | 0 | 0 |  |  | 0 | 0 | 0 | 0 | 0 | 0 | 0 | 0 | 0 | 0 | 0 | 0 | 0 | 0 | 0 | 0 | 0 | 0 | 0 | 0 | 0
0 | 0 |  |  |  | 0 | [11 empty] | 0 | 0 |  | 0 |  | 0 | [5 empty] | 0 |  | 0 |  | 0 |  | 0 |  | 0 |  | 0 |  | 0 |  | 0 |  |  | 0 | 0 | 0 |  |  | 0 | 0 | 0 | 0 | 0 | 0 | 0 | 0 | 0 | 0 | 0 | 0 | 0 | 0 | 0 | 0 | 0 | 0 | 0 | 0 | 0
0 | 0 |  |  |  | 0 | [11 empty] | 0 | 0 |  | 0 |  | 0 | [5 empty] | 0 |  | 0 |  | 0 |  | 0 |  | 0 |  | 0 |  | 0 |  | 0 |  |  | 0 | 0 | 0 |  |  | 0 | 0 | 0 | 0 | 0 | 0 | 0 | 0 | 0 | 0 | 0 | 0 | 0 | 0 | 0 | 0 | 0 | 0 | 0 | 0 | 0
0 | 0 |  |  |  | 0 | [11 empty] | 0 | 0 |  | 0 |  | 0 | [5 empty] | 0 |  | 0 |  | 0 |  | 0 |  | 0 |  | 0 |  | 0 |  | 0 |  |  | 0 | 0 | 0 |  |  | 0 | 0 | 0 | 0 | 0 | 0 | 0 | 0 | 0 | 0 | 0 | 0 | 0 | 0 | 0 | 0 | 0 | 0 | 0 | 0 | 0
0 | 0 |  |  |  | 0 | [11 empty] | 0 | 0 |  | 0 |  | 0 | [5 empty] | 0 |  | 0 |  | 0 |  | 0 |  | 0 |  | 0 |  | 0 |  | 0 |  |  | 0 | 0 | 0 |  |  | 0 | 0 | 0 | 0 | 0 | 0 | 0 | 0 | 0 | 0 | 0 | 0 | 0 | 0 | 0 | 0 | 0 | 0 | 0 | 0 | 0
0 | 0 |  |  |  | 0 | [11 empty] | 0 | 0 |  | 0 |  | 0 | [5 empty] | 0 |  | 0 |  | 0 |  | 0 |  | 0 |  | 0 |  | 0 |  | 0 |  |  | 0 | 0 | 0 |  |  | 0 | 0 | 0 | 0 | 0 | 0 | 0 | 0 | 0 | 0 | 0 | 0 | 0 | 0 | 0 | 0 | 0 | 0 | 0 | 0 | 0
0
[6 empty] | END |  | Total Price for Schedule 13 | [9 empty] | 0 |  | 0 |  | 0 | Baht |  | Baht |  | Baht |  | Baht |  | Baht |  |  | 0 | Baht |  | Baht |  | Baht |  | Baht |  |  |  |  | Baht | Baht |  |  | Baht | Baht | Baht | Baht | Baht | Baht | Baht | Baht | Baht | Baht | Baht | Baht | Baht | Baht | Baht | Baht | Baht | Baht | Baht | Baht | Baht | bar: 79 to 81
[18 empty] | 0 |  | 0 |  | 0 | [5 empty] | 0 |  | 0 |  | 0 |  | 0 |  | 0 |  | 0 |  | 0 |  | 0 |  |  |  | 0 | 0 |  |  | 0 | 0 | 0 | 0 | 0 | 0 | 0 | 0 | 0 | 0 | 0 | 0 | 0 | 0 | 0 | 0 | 0 | 0 | 0 | 0 | 0 | bar: 79 to 81
[18 empty] | 0 |  | 0 |  | 0 | [11 empty] | 0 | bar: 79 to 81
[18 empty] | 0 |  | 0 |  | 0 | [11 empty] | 0 | bar: 79 to 81
[18 empty] | 0 |  | 0 |  | 0 | [11 empty] | 0
[18 empty] | 0 |  | 0 |  | 0 | [11 empty] | 0
[18 empty] | 0 |  | 0 |  | 0 | [11 empty] | 0
[18 empty] | 0 |  | 0 |  | 0 | [11 empty] | 0
000000000000000000000000000000000000000
0000000000000000000000000000000000000000
000000000000000000000
[8 empty] | 0 | 0 |  |  |  |  | 0000000000000000000000000000000000000000000000000000000000000000000000000000000000000000000000000000
[8 empty] | 0 | 0
[8 empty] | 0 | 0
[8 empty] | 0 | 0
[8 empty] | 0 | 0
[8 empty] | 0 | 0
[8 empty] | 0 | 0
[8 empty] | 0 | 0
[8 empty] | 0 | 0
[8 empty] | 0 | 0
[8 empty] | 0 | 0
[8 empty] | 0 | 0
[8 empty] | 0 | 0
[8 empty] | 0 | 0
[8 empty] | 0 | 0
[8 empty] | 0 | 0
[8 empty] | 0 | 0
[8 empty] | 0 | 0
[8 empty] | 0 | 0
[8 empty] | 0 | 0
[8 empty] | 0 | 0
[8 empty] | 0 | 0
[8 empty] | 0 | 0
[8 empty] | 0 | 0
[8 empty] | 0 | 0
[8 empty] | 0 | 0
[8 empty] | 0 | 0
[8 empty] | 0 | 0
[8 empty] | 0 | 0
[8 empty] | 0 | 0
[8 empty] | 0 | 0
[8 empty] | 0 | 0
[8 empty] | 0 | 0
[8 empty] | 0 | 0
[8 empty] | 0 | 0
[8 empty] | 0 | 0
[8 empty] | 0 | 0
[8 empty] | 0 | 0
[8 empty] | 0 | 0
[8 empty] | 0 | 0
[8 empty] | 0 | 0
[8 empty] | 0 | 0
[8 empty] | 0 | 0
[8 empty] | 0 | 0
[8 empty] | 0 | 0
[8 empty] | 0 | 0
[8 empty] | 0 | 0
[8 empty] | 0 | 0
[8 empty] | 0 | 0
[8 empty] | 0 | 0
[8 empty] | 0 | 0
[8 empty] | 0 | 0
[8 empty] | 0 | 0
[8 empty] | 0 | 0
[8 empty] | 0 | 0
[8 empty] | 0 | 0
[8 empty] | 0 | 0
[8 empty] | 0 | 0
[8 empty] | 0 | 0
[8 empty] | 0 | 0
[8 empty] | 0 | 0
[8 empty] | 0 | 0
[8 empty] | 0 | 0
[8 empty] | 0 | 0
[8 empty] | 0 | 0
[8 empty] | 0 | 0
[8 empty] | 0 | 0
[8 empty] | 0 | 0
[8 empty] | 0 | 0
[8 empty] | 0 | 0
[8 empty] | 0 | 0
[8 empty] | 0 | 0
[8 empty] | 0 | 0
[8 empty] | 0 | 0
[8 empty] | 0 | 0
[8 empty] | 0 | 0
[8 empty] | 0 | 0
[8 empty] | 0 | 0
[8 empty] | 0 | 0
[8 empty] | 0 | 0
[8 empty] | 0 | 0
[8 empty] | 0 | 0
[8 empty] | 0 | 0
[8 empty] | 0 | 0
[8 empty] | 0 | 0
[8 empty] | 0 | 0
[8 empty] | 0 | 0
[8 empty] | 0 | 0
[8 empty] | 0 | 0
[8 empty] | 0 | 0
[8 empty] | 0 | 0
[8 empty] | 0 | 0
[8 empty] | 0 | 0
[8 empty] | 0 | 0
[8 empty] | 0 | 0
[8 empty] | 0 | 0
[8 empty] | 0 | 0
[8 empty] | 0 | 0
[8 empty] | 0 | 0
[8 empty] | 0 | 0

## Sch 14 (hidden)
INVITATION TO BID NO. TIEC-CR-13
Schedule 14 :
[77 empty] | 79 | 80 | 81 | 82 | 83 | 84 | 85 | 86 | 87 | 88 | 89 | 90 | 91 | 92 | 93 | 94 | 95 | 96 | 97 | 98 | 99 | 100 | 101 | 102 | 103 | 104 | 105 | 106 | 107 | 108 | 109 | 110 | 111 | 112 | 113 | 114 | 115 | 116 | 117 | 118 | 119 | 120 | 121 | 122 | 123 | 124 | 125 | 126 | 127 | 128
[8 empty] | SUPPLY OF CONTROL AND PROTECTION EQUIPMENT | [62 empty] | 72 | 73 | 75 | 76 | 77 | 78 | 82: Breakdown per Item :
[8 empty] | TRANSMISSION SYSTEM IMPROVEMENT PROJECT IN NORTHEASTERN, LOWER NORTHERN, CENTRAL REGIONS AND BANGKOK AREA TO ENHANCE SYSTEM SECURITY | [68 empty] | 82: Schedule :
System :
Job No. | Substation | Delivery Required by EGAT |  |  |  | Material group | Code No. | Item No. | Description | Short Description | Drawing No. / Reference No. | Qty. | Unit | Currency | Supply of Equipment |  |  |  | Supply of Equipment |  | Supply of Equipment |  | Supply of Equipment |  |  |  | Supply of Equipment |  | Supply of Equipment |  | Supply of Equipment |  | Foreign Currency |  | Local Currency |  | Local Transportation |  | Local Transportation, Construction and Installation |  | Purchase Price Offered for Dismantled Equipment |  | Plant |  | UOM | [25 empty] | Irrelevant | Incoterm | Account Assignment | Cost Object | Fund Center |  | 105: CFR Thai Port; 107: CIF Thai Port; 109: DDP EGAT 's Store; 111: Local Transportation; 113: Custom Clearance; 115: DDP EGAT 's Store; 117: Ex-works Price; 119: Local Transportation; 121: Foreign Currency; 123: Local Currency; 125: Local Transportation to EGAT 's Store; 127: Local Transportation, Construction and Installation | Long Description | Short Description
|  | (with in months after receipt of the notification of award) | [12 empty] | Foreign Supply |  |  |  | Foreign Supply |  | Foreign Supply |  | Foreign Supply | [5 empty] | Local Supply |  | Local Supply | [16 empty] | Preference | % Import Duty | Preference | CFR Price | CIF Price | Foreign Currency | Ex-works Price | Local Currency | Local Transportation | Local Transportation, | Marine Insurance Price | Customs Clearance | Import Duty Price | VAT for Imported Equipment | VAT for Import Duty | VAT for | VAT for Ex-works Price | VAT for | VAT for | VAT for Transportation, Construction and Installation | Foreign | Local | Evaluation Price | [6 empty] | 115: ( excluding VAT ); 117: ( excluding VAT )
[5 empty] | Completion Date | [9 empty] | FOB Vessel | Cost of | CFR Thai Port |  | CIF Thai Port |  | DDP EGAT 's Store |  | Local Transportation |  | Custom Clearance |  | DDP EGAT 's Store |  | Ex-works Price |  | Local Transportation | [12 empty] | Breakdown tab |  | Proposed Price | Evaluation Price | Status | [7 empty] | to EGAT 's Store | Construction and | [5 empty] | Foreign Currency |  | Local Currency | Local Transportation |  | Price Adjustment | Price Adjustment | [7 empty] | 104: Incoterm; 105: CFR; 107: CIF; 109: DDP; 111: ZTF; 113: ZCC; 115: DDP; 117: EXW; 119: ZTL; 125: ZTT; 127: ZCN
|  | CFR Thai Port | DDP or EGAT's Store | Ex-works | [11 empty] | Transportation | [10 empty] | ( excluding VAT ) |  | ( excluding VAT ) |  | ( excluding VAT ) |  | ( excluding VAT ) |  | ( excluding VAT ) |  | ( excluding VAT ) |  | ( excluding VAT ) |  | ( including VAT ) | [15 empty] | Installation | [%Insure(110%(CFR))] | [%Custom(CIF)] | [%Import Duty(CIF)] | [ %VAT(CFR/CIF) ] | [ %VAT( Import Duty) ] | [ %VAT(Foreign Currency) ] | [ %VAT(Ex-works Price) ] | [ %VAT(Local Currency) ] | to EGAT 's Store | [10 empty] | 104: Material group; 111: SV-TRN-MT; 113: SV-CTM; 119: SV-TRN-MT; 125: SV-TRN-MT; 127: SV-CVL
[16 empty] | to Thai Port | [6 empty] | Baht |  | Baht |  | Baht |  | Baht |  | Baht |  |  |  | Baht |  | Baht |  | Baht |  | Baht |  |  |  |  | Baht | Baht |  |  | Baht | Baht | Baht | Baht | Baht | Baht | Baht | Baht | Baht | Baht | Baht | Baht | Baht | Baht | Baht | Baht | Baht | Baht | Baht | Baht | Baht
|  | (month) | (month) | (month) | (month) | [9 empty] | Unit Price | Unit Price | Unit Price | Amount | Unit Price | Amount | Unit Price | Amount | Unit Price | Amount | Unit Price | Amount | Unit Price | Amount | Unit Price | Amount | Unit Price | Amount | Unit Price | Amount | Unit Price | Amount | Unit Price | Amount | Unit Price | Amount | Unit Price | Amount | [5 empty] | (Y/N) | (IPDTY) | (PRF) | (CFR) | (CIF) | (FC) | (EW) | (LC) | (LT) | (TCI) | (MI) | (CC) | ( IDP) | (VATIE) | (VATID) | (VATFC) | (VATEW) | (VATLC) | (VATLT) | (VATTCI) | (FPA) | (LPA) | (EVAPR)
0 | 0 |  |  |  | 0 | [11 empty] | 0 | 0 |  | 0 |  | 0 | [5 empty] | 0 |  | 0 |  | 0 |  | 0 |  | 0 |  | 0 |  | 0 |  | 0 |  |  | 0 | 0 | 0 |  |  | 0 | 0 | 0 | 0 | 0 | 0 | 0 | 0 | 0 | 0 | 0 | 0 | 0 | 0 | 0 | 0 | 0 | 0 | 0 | 0 | 0
0 | 0 |  |  |  | 0 | [11 empty] | 0 | 0 |  | 0 |  | 0 | [5 empty] | 0 |  | 0 |  | 0 |  | 0 |  | 0 |  | 0 |  | 0 |  | 0 |  |  | 0 | 0 | 0 |  |  | 0 | 0 | 0 | 0 | 0 | 0 | 0 | 0 | 0 | 0 | 0 | 0 | 0 | 0 | 0 | 0 | 0 | 0 | 0 | 0 | 0
0 | 0 |  |  |  | 0 | [11 empty] | 0 | 0 |  | 0 |  | 0 | [5 empty] | 0 |  | 0 |  | 0 |  | 0 |  | 0 |  | 0 |  | 0 |  | 0 |  |  | 0 | 0 | 0 |  |  | 0 | 0 | 0 | 0 | 0 | 0 | 0 | 0 | 0 | 0 | 0 | 0 | 0 | 0 | 0 | 0 | 0 | 0 | 0 | 0 | 0
0 | 0 |  |  |  | 0 | [11 empty] | 0 | 0 |  | 0 |  | 0 | [5 empty] | 0 |  | 0 |  | 0 |  | 0 |  | 0 |  | 0 |  | 0 |  | 0 |  |  | 0 | 0 | 0 |  |  | 0 | 0 | 0 | 0 | 0 | 0 | 0 | 0 | 0 | 0 | 0 | 0 | 0 | 0 | 0 | 0 | 0 | 0 | 0 | 0 | 0
0 | 0 |  |  |  | 0 | [11 empty] | 0 | 0 |  | 0 |  | 0 | [5 empty] | 0 |  | 0 |  | 0 |  | 0 |  | 0 |  | 0 |  | 0 |  | 0 |  |  | 0 | 0 | 0 |  |  | 0 | 0 | 0 | 0 | 0 | 0 | 0 | 0 | 0 | 0 | 0 | 0 | 0 | 0 | 0 | 0 | 0 | 0 | 0 | 0 | 0
0 | 0 |  |  |  | 0 | [11 empty] | 0 | 0 |  | 0 |  | 0 | [5 empty] | 0 |  | 0 |  | 0 |  | 0 |  | 0 |  | 0 |  | 0 |  | 0 |  |  | 0 | 0 | 0 |  |  | 0 | 0 | 0 | 0 | 0 | 0 | 0 | 0 | 0 | 0 | 0 | 0 | 0 | 0 | 0 | 0 | 0 | 0 | 0 | 0 | 0
0 | 0 |  |  |  | 0 | [11 empty] | 0 | 0 |  | 0 |  | 0 | [5 empty] | 0 |  | 0 |  | 0 |  | 0 |  | 0 |  | 0 |  | 0 |  | 0 |  |  | 0 | 0 | 0 |  |  | 0 | 0 | 0 | 0 | 0 | 0 | 0 | 0 | 0 | 0 | 0 | 0 | 0 | 0 | 0 | 0 | 0 | 0 | 0 | 0 | 0
0 | 0 |  |  |  | 0 | [11 empty] | 0 | 0 |  | 0 |  | 0 | [5 empty] | 0 |  | 0 |  | 0 |  | 0 |  | 0 |  | 0 |  | 0 |  | 0 |  |  | 0 | 0 | 0 |  |  | 0 | 0 | 0 | 0 | 0 | 0 | 0 | 0 | 0 | 0 | 0 | 0 | 0 | 0 | 0 | 0 | 0 | 0 | 0 | 0 | 0
0 | 0 |  |  |  | 0 | [11 empty] | 0 | 0 |  | 0 |  | 0 | [5 empty] | 0 |  | 0 |  | 0 |  | 0 |  | 0 |  | 0 |  | 0 |  | 0 |  |  | 0 | 0 | 0 |  |  | 0 | 0 | 0 | 0 | 0 | 0 | 0 | 0 | 0 | 0 | 0 | 0 | 0 | 0 | 0 | 0 | 0 | 0 | 0 | 0 | 0
0 | 0 |  |  |  | 0 | [11 empty] | 0 | 0 |  | 0 |  | 0 | [5 empty] | 0 |  | 0 |  | 0 |  | 0 |  | 0 |  | 0 |  | 0 |  | 0 |  |  | 0 | 0 | 0 |  |  | 0 | 0 | 0 | 0 | 0 | 0 | 0 | 0 | 0 | 0 | 0 | 0 | 0 | 0 | 0 | 0 | 0 | 0 | 0 | 0 | 0
0 | 0 |  |  |  | 0 | [11 empty] | 0 | 0 |  | 0 |  | 0 | [5 empty] | 0 |  | 0 |  | 0 |  | 0 |  | 0 |  | 0 |  | 0 |  | 0 |  |  | 0 | 0 | 0 |  |  | 0 | 0 | 0 | 0 | 0 | 0 | 0 | 0 | 0 | 0 | 0 | 0 | 0 | 0 | 0 | 0 | 0 | 0 | 0 | 0 | 0
0 | 0 |  |  |  | 0 | [11 empty] | 0 | 0 |  | 0 |  | 0 | [5 empty] | 0 |  | 0 |  | 0 |  | 0 |  | 0 |  | 0 |  | 0 |  | 0 |  |  | 0 | 0 | 0 |  |  | 0 | 0 | 0 | 0 | 0 | 0 | 0 | 0 | 0 | 0 | 0 | 0 | 0 | 0 | 0 | 0 | 0 | 0 | 0 | 0 | 0
0 | 0 |  |  |  | 0 | [11 empty] | 0 | 0 |  | 0 |  | 0 | [5 empty] | 0 |  | 0 |  | 0 |  | 0 |  | 0 |  | 0 |  | 0 |  | 0 |  |  | 0 | 0 | 0 |  |  | 0 | 0 | 0 | 0 | 0 | 0 | 0 | 0 | 0 | 0 | 0 | 0 | 0 | 0 | 0 | 0 | 0 | 0 | 0 | 0 | 0
0 | 0 |  |  |  | 0 | [11 empty] | 0 | 0 |  | 0 |  | 0 | [5 empty] | 0 |  | 0 |  | 0 |  | 0 |  | 0 |  | 0 |  | 0 |  | 0 |  |  | 0 | 0 | 0 |  |  | 0 | 0 | 0 | 0 | 0 | 0 | 0 | 0 | 0 | 0 | 0 | 0 | 0 | 0 | 0 | 0 | 0 | 0 | 0 | 0 | 0
0 | 0 |  |  |  | 0 | [11 empty] | 0 | 0 |  | 0 |  | 0 | [5 empty] | 0 |  | 0 |  | 0 |  | 0 |  | 0 |  | 0 |  | 0 |  | 0 |  |  | 0 | 0 | 0 |  |  | 0 | 0 | 0 | 0 | 0 | 0 | 0 | 0 | 0 | 0 | 0 | 0 | 0 | 0 | 0 | 0 | 0 | 0 | 0 | 0 | 0
0 | 0 |  |  |  | 0 | [11 empty] | 0 | 0 |  | 0 |  | 0 | [5 empty] | 0 |  | 0 |  | 0 |  | 0 |  | 0 |  | 0 |  | 0 |  | 0 |  |  | 0 | 0 | 0 |  |  | 0 | 0 | 0 | 0 | 0 | 0 | 0 | 0 | 0 | 0 | 0 | 0 | 0 | 0 | 0 | 0 | 0 | 0 | 0 | 0 | 0
0 | 0 |  |  |  | 0 | [11 empty] | 0 | 0 |  | 0 |  | 0 | [5 empty] | 0 |  | 0 |  | 0 |  | 0 |  | 0 |  | 0 |  | 0 |  | 0 |  |  | 0 | 0 | 0 |  |  | 0 | 0 | 0 | 0 | 0 | 0 | 0 | 0 | 0 | 0 | 0 | 0 | 0 | 0 | 0 | 0 | 0 | 0 | 0 | 0 | 0
0 | 0 |  |  |  | 0 | [11 empty] | 0 | 0 |  | 0 |  | 0 | [5 empty] | 0 |  | 0 |  | 0 |  | 0 |  | 0 |  | 0 |  | 0 |  | 0 |  |  | 0 | 0 | 0 |  |  | 0 | 0 | 0 | 0 | 0 | 0 | 0 | 0 | 0 | 0 | 0 | 0 | 0 | 0 | 0 | 0 | 0 | 0 | 0 | 0 | 0
0 | 0 |  |  |  | 0 | [11 empty] | 0 | 0 |  | 0 |  | 0 | [5 empty] | 0 |  | 0 |  | 0 |  | 0 |  | 0 |  | 0 |  | 0 |  | 0 |  |  | 0 | 0 | 0 |  |  | 0 | 0 | 0 | 0 | 0 | 0 | 0 | 0 | 0 | 0 | 0 | 0 | 0 | 0 | 0 | 0 | 0 | 0 | 0 | 0 | 0
0 | 0 |  |  |  | 0 | [11 empty] | 0 | 0 |  | 0 |  | 0 | [5 empty] | 0 |  | 0 |  | 0 |  | 0 |  | 0 |  | 0 |  | 0 |  | 0 |  |  | 0 | 0 | 0 |  |  | 0 | 0 | 0 | 0 | 0 | 0 | 0 | 0 | 0 | 0 | 0 | 0 | 0 | 0 | 0 | 0 | 0 | 0 | 0 | 0 | 0
0 | 0 |  |  |  | 0 | [11 empty] | 0 | 0 |  | 0 |  | 0 | [5 empty] | 0 |  | 0 |  | 0 |  | 0 |  | 0 |  | 0 |  | 0 |  | 0 |  |  | 0 | 0 | 0 |  |  | 0 | 0 | 0 | 0 | 0 | 0 | 0 | 0 | 0 | 0 | 0 | 0 | 0 | 0 | 0 | 0 | 0 | 0 | 0 | 0 | 0
0 | 0 |  |  |  | 0 | [11 empty] | 0 | 0 |  | 0 |  | 0 | [5 empty] | 0 |  | 0 |  | 0 |  | 0 |  | 0 |  | 0 |  | 0 |  | 0 |  |  | 0 | 0 | 0 |  |  | 0 | 0 | 0 | 0 | 0 | 0 | 0 | 0 | 0 | 0 | 0 | 0 | 0 | 0 | 0 | 0 | 0 | 0 | 0 | 0 | 0
0 | 0 |  |  |  | 0 | [11 empty] | 0 | 0 |  | 0 |  | 0 | [5 empty] | 0 |  | 0 |  | 0 |  | 0 |  | 0 |  | 0 |  | 0 |  | 0 |  |  | 0 | 0 | 0 |  |  | 0 | 0 | 0 | 0 | 0 | 0 | 0 | 0 | 0 | 0 | 0 | 0 | 0 | 0 | 0 | 0 | 0 | 0 | 0 | 0 | 0
0 | 0 |  |  |  | 0 | [11 empty] | 0 | 0 |  | 0 |  | 0 | [5 empty] | 0 |  | 0 |  | 0 |  | 0 |  | 0 |  | 0 |  | 0 |  | 0 |  |  | 0 | 0 | 0 |  |  | 0 | 0 | 0 | 0 | 0 | 0 | 0 | 0 | 0 | 0 | 0 | 0 | 0 | 0 | 0 | 0 | 0 | 0 | 0 | 0 | 0
0 | 0 |  |  |  | 0 | [11 empty] | 0 | 0 |  | 0 |  | 0 | [5 empty] | 0 |  | 0 |  | 0 |  | 0 |  | 0 |  | 0 |  | 0 |  | 0 |  |  | 0 | 0 | 0 |  |  | 0 | 0 | 0 | 0 | 0 | 0 | 0 | 0 | 0 | 0 | 0 | 0 | 0 | 0 | 0 | 0 | 0 | 0 | 0 | 0 | 0
0 | 0 |  |  |  | 0 | [11 empty] | 0 | 0 |  | 0 |  | 0 | [5 empty] | 0 |  | 0 |  | 0 |  | 0 |  | 0 |  | 0 |  | 0 |  | 0 |  |  | 0 | 0 | 0 |  |  | 0 | 0 | 0 | 0 | 0 | 0 | 0 | 0 | 0 | 0 | 0 | 0 | 0 | 0 | 0 | 0 | 0 | 0 | 0 | 0 | 0
0 | 0 |  |  |  | 0 | [11 empty] | 0 | 0 |  | 0 |  | 0 | [5 empty] | 0 |  | 0 |  | 0 |  | 0 |  | 0 |  | 0 |  | 0 |  | 0 |  |  | 0 | 0 | 0 |  |  | 0 | 0 | 0 | 0 | 0 | 0 | 0 | 0 | 0 | 0 | 0 | 0 | 0 | 0 | 0 | 0 | 0 | 0 | 0 | 0 | 0
0 | 0 |  |  |  | 0 | [11 empty] | 0 | 0 |  | 0 |  | 0 | [5 empty] | 0 |  | 0 |  | 0 |  | 0 |  | 0 |  | 0 |  | 0 |  | 0 |  |  | 0 | 0 | 0 |  |  | 0 | 0 | 0 | 0 | 0 | 0 | 0 | 0 | 0 | 0 | 0 | 0 | 0 | 0 | 0 | 0 | 0 | 0 | 0 | 0 | 0
0 | 0 |  |  |  | 0 | [11 empty] | 0 | 0 |  | 0 |  | 0 | [5 empty] | 0 |  | 0 |  | 0 |  | 0 |  | 0 |  | 0 |  | 0 |  | 0 |  |  | 0 | 0 | 0 |  |  | 0 | 0 | 0 | 0 | 0 | 0 | 0 | 0 | 0 | 0 | 0 | 0 | 0 | 0 | 0 | 0 | 0 | 0 | 0 | 0 | 0
0 | 0 |  |  |  | 0 | [11 empty] | 0 | 0 |  | 0 |  | 0 | [5 empty] | 0 |  | 0 |  | 0 |  | 0 |  | 0 |  | 0 |  | 0 |  | 0 |  |  | 0 | 0 | 0 |  |  | 0 | 0 | 0 | 0 | 0 | 0 | 0 | 0 | 0 | 0 | 0 | 0 | 0 | 0 | 0 | 0 | 0 | 0 | 0 | 0 | 0
0 | 0 |  |  |  | 0 | [11 empty] | 0 | 0 |  | 0 |  | 0 | [5 empty] | 0 |  | 0 |  | 0 |  | 0 |  | 0 |  | 0 |  | 0 |  | 0 |  |  | 0 | 0 | 0 |  |  | 0 | 0 | 0 | 0 | 0 | 0 | 0 | 0 | 0 | 0 | 0 | 0 | 0 | 0 | 0 | 0 | 0 | 0 | 0 | 0 | 0
0 | 0 |  |  |  | 0 | [11 empty] | 0 | 0 |  | 0 |  | 0 | [5 empty] | 0 |  | 0 |  | 0 |  | 0 |  | 0 |  | 0 |  | 0 |  | 0 |  |  | 0 | 0 | 0 |  |  | 0 | 0 | 0 | 0 | 0 | 0 | 0 | 0 | 0 | 0 | 0 | 0 | 0 | 0 | 0 | 0 | 0 | 0 | 0 | 0 | 0
0 | 0 |  |  |  | 0 | [11 empty] | 0 | 0 |  | 0 |  | 0 | [5 empty] | 0 |  | 0 |  | 0 |  | 0 |  | 0 |  | 0 |  | 0 |  | 0 |  |  | 0 | 0 | 0 |  |  | 0 | 0 | 0 | 0 | 0 | 0 | 0 | 0 | 0 | 0 | 0 | 0 | 0 | 0 | 0 | 0 | 0 | 0 | 0 | 0 | 0
0 | 0 |  |  |  | 0 | [11 empty] | 0 | 0 |  | 0 |  | 0 | [5 empty] | 0 |  | 0 |  | 0 |  | 0 |  | 0 |  | 0 |  | 0 |  | 0 |  |  | 0 | 0 | 0 |  |  | 0 | 0 | 0 | 0 | 0 | 0 | 0 | 0 | 0 | 0 | 0 | 0 | 0 | 0 | 0 | 0 | 0 | 0 | 0 | 0 | 0
0 | 0 |  |  |  | 0 | [11 empty] | 0 | 0 |  | 0 |  | 0 | [5 empty] | 0 |  | 0 |  | 0 |  | 0 |  | 0 |  | 0 |  | 0 |  | 0 |  |  | 0 | 0 | 0 |  |  | 0 | 0 | 0 | 0 | 0 | 0 | 0 | 0 | 0 | 0 | 0 | 0 | 0 | 0 | 0 | 0 | 0 | 0 | 0 | 0 | 0
0 | 0 |  |  |  | 0 | [11 empty] | 0 | 0 |  | 0 |  | 0 | [5 empty] | 0 |  | 0 |  | 0 |  | 0 |  | 0 |  | 0 |  | 0 |  | 0 |  |  | 0 | 0 | 0 |  |  | 0 | 0 | 0 | 0 | 0 | 0 | 0 | 0 | 0 | 0 | 0 | 0 | 0 | 0 | 0 | 0 | 0 | 0 | 0 | 0 | 0
0 | 0 |  |  |  | 0 | [11 empty] | 0 | 0 |  | 0 |  | 0 | [5 empty] | 0 |  | 0 |  | 0 |  | 0 |  | 0 |  | 0 |  | 0 |  | 0 |  |  | 0 | 0 | 0 |  |  | 0 | 0 | 0 | 0 | 0 | 0 | 0 | 0 | 0 | 0 | 0 | 0 | 0 | 0 | 0 | 0 | 0 | 0 | 0 | 0 | 0
0 | 0 |  |  |  | 0 | [11 empty] | 0 | 0 |  | 0 |  | 0 | [5 empty] | 0 |  | 0 |  | 0 |  | 0 |  | 0 |  | 0 |  | 0 |  | 0 |  |  | 0 | 0 | 0 |  |  | 0 | 0 | 0 | 0 | 0 | 0 | 0 | 0 | 0 | 0 | 0 | 0 | 0 | 0 | 0 | 0 | 0 | 0 | 0 | 0 | 0
0 | 0 |  |  |  | 0 | [11 empty] | 0 | 0 |  | 0 |  | 0 | [5 empty] | 0 |  | 0 |  | 0 |  | 0 |  | 0 |  | 0 |  | 0 |  | 0 |  |  | 0 | 0 | 0 |  |  | 0 | 0 | 0 | 0 | 0 | 0 | 0 | 0 | 0 | 0 | 0 | 0 | 0 | 0 | 0 | 0 | 0 | 0 | 0 | 0 | 0
0 | 0 |  |  |  | 0 | [11 empty] | 0 | 0 |  | 0 |  | 0 | [5 empty] | 0 |  | 0 |  | 0 |  | 0 |  | 0 |  | 0 |  | 0 |  | 0 |  |  | 0 | 0 | 0 |  |  | 0 | 0 | 0 | 0 | 0 | 0 | 0 | 0 | 0 | 0 | 0 | 0 | 0 | 0 | 0 | 0 | 0 | 0 | 0 | 0 | 0
0 | 0 |  |  |  | 0 | [11 empty] | 0 | 0 |  | 0 |  | 0 | [5 empty] | 0 |  | 0 |  | 0 |  | 0 |  | 0 |  | 0 |  | 0 |  | 0 |  |  | 0 | 0 | 0 |  |  | 0 | 0 | 0 | 0 | 0 | 0 | 0 | 0 | 0 | 0 | 0 | 0 | 0 | 0 | 0 | 0 | 0 | 0 | 0 | 0 | 0
0 | 0 |  |  |  | 0 | [11 empty] | 0 | 0 |  | 0 |  | 0 | [5 empty] | 0 |  | 0 |  | 0 |  | 0 |  | 0 |  | 0 |  | 0 |  | 0 |  |  | 0 | 0 | 0 |  |  | 0 | 0 | 0 | 0 | 0 | 0 | 0 | 0 | 0 | 0 | 0 | 0 | 0 | 0 | 0 | 0 | 0 | 0 | 0 | 0 | 0
0 | 0 |  |  |  | 0 | [11 empty] | 0 | 0 |  | 0 |  | 0 | [5 empty] | 0 |  | 0 |  | 0 |  | 0 |  | 0 |  | 0 |  | 0 |  | 0 |  |  | 0 | 0 | 0 |  |  | 0 | 0 | 0 | 0 | 0 | 0 | 0 | 0 | 0 | 0 | 0 | 0 | 0 | 0 | 0 | 0 | 0 | 0 | 0 | 0 | 0
0 | 0 |  |  |  | 0 | [11 empty] | 0 | 0 |  | 0 |  | 0 | [5 empty] | 0 |  | 0 |  | 0 |  | 0 |  | 0 |  | 0 |  | 0 |  | 0 |  |  | 0 | 0 | 0 |  |  | 0 | 0 | 0 | 0 | 0 | 0 | 0 | 0 | 0 | 0 | 0 | 0 | 0 | 0 | 0 | 0 | 0 | 0 | 0 | 0 | 0
0 | 0 |  |  |  | 0 | [11 empty] | 0 | 0 |  | 0 |  | 0 | [5 empty] | 0 |  | 0 |  | 0 |  | 0 |  | 0 |  | 0 |  | 0 |  | 0 |  |  | 0 | 0 | 0 |  |  | 0 | 0 | 0 | 0 | 0 | 0 | 0 | 0 | 0 | 0 | 0 | 0 | 0 | 0 | 0 | 0 | 0 | 0 | 0 | 0 | 0
0 | 0 |  |  |  | 0 | [11 empty] | 0 | 0 |  | 0 |  | 0 | [5 empty] | 0 |  | 0 |  | 0 |  | 0 |  | 0 |  | 0 |  | 0 |  | 0 |  |  | 0 | 0 | 0 |  |  | 0 | 0 | 0 | 0 | 0 | 0 | 0 | 0 | 0 | 0 | 0 | 0 | 0 | 0 | 0 | 0 | 0 | 0 | 0 | 0 | 0
0 | 0 |  |  |  | 0 | [11 empty] | 0 | 0 |  | 0 |  | 0 | [5 empty] | 0 |  | 0 |  | 0 |  | 0 |  | 0 |  | 0 |  | 0 |  | 0 |  |  | 0 | 0 | 0 |  |  | 0 | 0 | 0 | 0 | 0 | 0 | 0 | 0 | 0 | 0 | 0 | 0 | 0 | 0 | 0 | 0 | 0 | 0 | 0 | 0 | 0
0 | 0 |  |  |  | 0 | [11 empty] | 0 | 0 |  | 0 |  | 0 | [5 empty] | 0 |  | 0 |  | 0 |  | 0 |  | 0 |  | 0 |  | 0 |  | 0 |  |  | 0 | 0 | 0 |  |  | 0 | 0 | 0 | 0 | 0 | 0 | 0 | 0 | 0 | 0 | 0 | 0 | 0 | 0 | 0 | 0 | 0 | 0 | 0 | 0 | 0
0 | 0 |  |  |  | 0 | [11 empty] | 0 | 0 |  | 0 |  | 0 | [5 empty] | 0 |  | 0 |  | 0 |  | 0 |  | 0 |  | 0 |  | 0 |  | 0 |  |  | 0 | 0 | 0 |  |  | 0 | 0 | 0 | 0 | 0 | 0 | 0 | 0 | 0 | 0 | 0 | 0 | 0 | 0 | 0 | 0 | 0 | 0 | 0 | 0 | 0
0 | 0 |  |  |  | 0 | [11 empty] | 0 | 0 |  | 0 |  | 0 | [5 empty] | 0 |  | 0 |  | 0 |  | 0 |  | 0 |  | 0 |  | 0 |  | 0 |  |  | 0 | 0 | 0 |  |  | 0 | 0 | 0 | 0 | 0 | 0 | 0 | 0 | 0 | 0 | 0 | 0 | 0 | 0 | 0 | 0 | 0 | 0 | 0 | 0 | 0
0 | 0 |  |  |  | 0 | [11 empty] | 0 | 0 |  | 0 |  | 0 | [5 empty] | 0 |  | 0 |  | 0 |  | 0 |  | 0 |  | 0 |  | 0 |  | 0 |  |  | 0 | 0 | 0 |  |  | 0 | 0 | 0 | 0 | 0 | 0 | 0 | 0 | 0 | 0 | 0 | 0 | 0 | 0 | 0 | 0 | 0 | 0 | 0 | 0 | 0
0 | 0 |  |  |  | 0 | [11 empty] | 0 | 0 |  | 0 |  | 0 | [5 empty] | 0 |  | 0 |  | 0 |  | 0 |  | 0 |  | 0 |  | 0 |  | 0 |  |  | 0 | 0 | 0 |  |  | 0 | 0 | 0 | 0 | 0 | 0 | 0 | 0 | 0 | 0 | 0 | 0 | 0 | 0 | 0 | 0 | 0 | 0 | 0 | 0 | 0
0 | 0 |  |  |  | 0 | [11 empty] | 0 | 0 |  | 0 |  | 0 | [5 empty] | 0 |  | 0 |  | 0 |  | 0 |  | 0 |  | 0 |  | 0 |  | 0 |  |  | 0 | 0 | 0 |  |  | 0 | 0 | 0 | 0 | 0 | 0 | 0 | 0 | 0 | 0 | 0 | 0 | 0 | 0 | 0 | 0 | 0 | 0 | 0 | 0 | 0
0 | 0 |  |  |  | 0 | [11 empty] | 0 | 0 |  | 0 |  | 0 | [5 empty] | 0 |  | 0 |  | 0 |  | 0 |  | 0 |  | 0 |  | 0 |  | 0 |  |  | 0 | 0 | 0 |  |  | 0 | 0 | 0 | 0 | 0 | 0 | 0 | 0 | 0 | 0 | 0 | 0 | 0 | 0 | 0 | 0 | 0 | 0 | 0 | 0 | 0
0 | 0 |  |  |  | 0 | [11 empty] | 0 | 0 |  | 0 |  | 0 | [5 empty] | 0 |  | 0 |  | 0 |  | 0 |  | 0 |  | 0 |  | 0 |  | 0 |  |  | 0 | 0 | 0 |  |  | 0 | 0 | 0 | 0 | 0 | 0 | 0 | 0 | 0 | 0 | 0 | 0 | 0 | 0 | 0 | 0 | 0 | 0 | 0 | 0 | 0
0 | 0 |  |  |  | 0 | [11 empty] | 0 | 0 |  | 0 |  | 0 | [5 empty] | 0 |  | 0 |  | 0 |  | 0 |  | 0 |  | 0 |  | 0 |  | 0 |  |  | 0 | 0 | 0 |  |  | 0 | 0 | 0 | 0 | 0 | 0 | 0 | 0 | 0 | 0 | 0 | 0 | 0 | 0 | 0 | 0 | 0 | 0 | 0 | 0 | 0
0 | 0 |  |  |  | 0 | [11 empty] | 0 | 0 |  | 0 |  | 0 | [5 empty] | 0 |  | 0 |  | 0 |  | 0 |  | 0 |  | 0 |  | 0 |  | 0 |  |  | 0 | 0 | 0 |  |  | 0 | 0 | 0 | 0 | 0 | 0 | 0 | 0 | 0 | 0 | 0 | 0 | 0 | 0 | 0 | 0 | 0 | 0 | 0 | 0 | 0
0 | 0 |  |  |  | 0 | [11 empty] | 0 | 0 |  | 0 |  | 0 | [5 empty] | 0 |  | 0 |  | 0 |  | 0 |  | 0 |  | 0 |  | 0 |  | 0 |  |  | 0 | 0 | 0 |  |  | 0 | 0 | 0 | 0 | 0 | 0 | 0 | 0 | 0 | 0 | 0 | 0 | 0 | 0 | 0 | 0 | 0 | 0 | 0 | 0 | 0
0 | 0 |  |  |  | 0 | [11 empty] | 0 | 0 |  | 0 |  | 0 | [5 empty] | 0 |  | 0 |  | 0 |  | 0 |  | 0 |  | 0 |  | 0 |  | 0 |  |  | 0 | 0 | 0 |  |  | 0 | 0 | 0 | 0 | 0 | 0 | 0 | 0 | 0 | 0 | 0 | 0 | 0 | 0 | 0 | 0 | 0 | 0 | 0 | 0 | 0
0 | 0 |  |  |  | 0 | [11 empty] | 0 | 0 |  | 0 |  | 0 | [5 empty] | 0 |  | 0 |  | 0 |  | 0 |  | 0 |  | 0 |  | 0 |  | 0 |  |  | 0 | 0 | 0 |  |  | 0 | 0 | 0 | 0 | 0 | 0 | 0 | 0 | 0 | 0 | 0 | 0 | 0 | 0 | 0 | 0 | 0 | 0 | 0 | 0 | 0
0 | 0 |  |  |  | 0 | [11 empty] | 0 | 0 |  | 0 |  | 0 | [5 empty] | 0 |  | 0 |  | 0 |  | 0 |  | 0 |  | 0 |  | 0 |  | 0 |  |  | 0 | 0 | 0 |  |  | 0 | 0 | 0 | 0 | 0 | 0 | 0 | 0 | 0 | 0 | 0 | 0 | 0 | 0 | 0 | 0 | 0 | 0 | 0 | 0 | 0
0 | 0 |  |  |  | 0 | [11 empty] | 0 | 0 |  | 0 |  | 0 | [5 empty] | 0 |  | 0 |  | 0 |  | 0 |  | 0 |  | 0 |  | 0 |  | 0 |  |  | 0 | 0 | 0 |  |  | 0 | 0 | 0 | 0 | 0 | 0 | 0 | 0 | 0 | 0 | 0 | 0 | 0 | 0 | 0 | 0 | 0 | 0 | 0 | 0 | 0
0 | 0 |  |  |  | 0 | [11 empty] | 0 | 0 |  | 0 |  | 0 | [5 empty] | 0 |  | 0 |  | 0 |  | 0 |  | 0 |  | 0 |  | 0 |  | 0 |  |  | 0 | 0 | 0 |  |  | 0 | 0 | 0 | 0 | 0 | 0 | 0 | 0 | 0 | 0 | 0 | 0 | 0 | 0 | 0 | 0 | 0 | 0 | 0 | 0 | 0
0 | 0 |  |  |  | 0 | [11 empty] | 0 | 0 |  | 0 |  | 0 | [5 empty] | 0 |  | 0 |  | 0 |  | 0 |  | 0 |  | 0 |  | 0 |  | 0 |  |  | 0 | 0 | 0 |  |  | 0 | 0 | 0 | 0 | 0 | 0 | 0 | 0 | 0 | 0 | 0 | 0 | 0 | 0 | 0 | 0 | 0 | 0 | 0 | 0 | 0
0 | 0 |  |  |  | 0 | [11 empty] | 0 | 0 |  | 0 |  | 0 | [5 empty] | 0 |  | 0 |  | 0 |  | 0 |  | 0 |  | 0 |  | 0 |  | 0 |  |  | 0 | 0 | 0 |  |  | 0 | 0 | 0 | 0 | 0 | 0 | 0 | 0 | 0 | 0 | 0 | 0 | 0 | 0 | 0 | 0 | 0 | 0 | 0 | 0 | 0
0 | 0 |  |  |  | 0 | [11 empty] | 0 | 0 |  | 0 |  | 0 | [5 empty] | 0 |  | 0 |  | 0 |  | 0 |  | 0 |  | 0 |  | 0 |  | 0 |  |  | 0 | 0 | 0 |  |  | 0 | 0 | 0 | 0 | 0 | 0 | 0 | 0 | 0 | 0 | 0 | 0 | 0 | 0 | 0 | 0 | 0 | 0 | 0 | 0 | 0
0 | 0 |  |  |  | 0 | [11 empty] | 0 | 0 |  | 0 |  | 0 | [5 empty] | 0 |  | 0 |  | 0 |  | 0 |  | 0 |  | 0 |  | 0 |  | 0 |  |  | 0 | 0 | 0 |  |  | 0 | 0 | 0 | 0 | 0 | 0 | 0 | 0 | 0 | 0 | 0 | 0 | 0 | 0 | 0 | 0 | 0 | 0 | 0 | 0 | 0
0 | 0 |  |  |  | 0 | [11 empty] | 0 | 0 |  | 0 |  | 0 | [5 empty] | 0 |  | 0 |  | 0 |  | 0 |  | 0 |  | 0 |  | 0 |  | 0 |  |  | 0 | 0 | 0 |  |  | 0 | 0 | 0 | 0 | 0 | 0 | 0 | 0 | 0 | 0 | 0 | 0 | 0 | 0 | 0 | 0 | 0 | 0 | 0 | 0 | 0
0 | 0 |  |  |  | 0 | [11 empty] | 0 | 0 |  | 0 |  | 0 | [5 empty] | 0 |  | 0 |  | 0 |  | 0 |  | 0 |  | 0 |  | 0 |  | 0 |  |  | 0 | 0 | 0 |  |  | 0 | 0 | 0 | 0 | 0 | 0 | 0 | 0 | 0 | 0 | 0 | 0 | 0 | 0 | 0 | 0 | 0 | 0 | 0 | 0 | 0
0 | 0 |  |  |  | 0 | [11 empty] | 0 | 0 |  | 0 |  | 0 | [5 empty] | 0 |  | 0 |  | 0 |  | 0 |  | 0 |  | 0 |  | 0 |  | 0 |  |  | 0 | 0 | 0 |  |  | 0 | 0 | 0 | 0 | 0 | 0 | 0 | 0 | 0 | 0 | 0 | 0 | 0 | 0 | 0 | 0 | 0 | 0 | 0 | 0 | 0
0 | 0 |  |  |  | 0 | [11 empty] | 0 | 0 |  | 0 |  | 0 | [5 empty] | 0 |  | 0 |  | 0 |  | 0 |  | 0 |  | 0 |  | 0 |  | 0 |  |  | 0 | 0 | 0 |  |  | 0 | 0 | 0 | 0 | 0 | 0 | 0 | 0 | 0 | 0 | 0 | 0 | 0 | 0 | 0 | 0 | 0 | 0 | 0 | 0 | 0
0 | 0 |  |  |  | 0 | [11 empty] | 0 | 0 |  | 0 |  | 0 | [5 empty] | 0 |  | 0 |  | 0 |  | 0 |  | 0 |  | 0 |  | 0 |  | 0 |  |  | 0 | 0 | 0 |  |  | 0 | 0 | 0 | 0 | 0 | 0 | 0 | 0 | 0 | 0 | 0 | 0 | 0 | 0 | 0 | 0 | 0 | 0 | 0 | 0 | 0
0 | 0 |  |  |  | 0 | [11 empty] | 0 | 0 |  | 0 |  | 0 | [5 empty] | 0 |  | 0 |  | 0 |  | 0 |  | 0 |  | 0 |  | 0 |  | 0 |  |  | 0 | 0 | 0 |  |  | 0 | 0 | 0 | 0 | 0 | 0 | 0 | 0 | 0 | 0 | 0 | 0 | 0 | 0 | 0 | 0 | 0 | 0 | 0 | 0 | 0
0 | 0 |  |  |  | 0 | [11 empty] | 0 | 0 |  | 0 |  | 0 | [5 empty] | 0 |  | 0 |  | 0 |  | 0 |  | 0 |  | 0 |  | 0 |  | 0 |  |  | 0 | 0 | 0 |  |  | 0 | 0 | 0 | 0 | 0 | 0 | 0 | 0 | 0 | 0 | 0 | 0 | 0 | 0 | 0 | 0 | 0 | 0 | 0 | 0 | 0
0 | 0 |  |  |  | 0 | [11 empty] | 0 | 0 |  | 0 |  | 0 | [5 empty] | 0 |  | 0 |  | 0 |  | 0 |  | 0 |  | 0 |  | 0 |  | 0 |  |  | 0 | 0 | 0 |  |  | 0 | 0 | 0 | 0 | 0 | 0 | 0 | 0 | 0 | 0 | 0 | 0 | 0 | 0 | 0 | 0 | 0 | 0 | 0 | 0 | 0
0 | 0 |  |  |  | 0 | [11 empty] | 0 | 0 |  | 0 |  | 0 | [5 empty] | 0 |  | 0 |  | 0 |  | 0 |  | 0 |  | 0 |  | 0 |  | 0 |  |  | 0 | 0 | 0 |  |  | 0 | 0 | 0 | 0 | 0 | 0 | 0 | 0 | 0 | 0 | 0 | 0 | 0 | 0 | 0 | 0 | 0 | 0 | 0 | 0 | 0
0 | 0 |  |  |  | 0 | [11 empty] | 0 | 0 |  | 0 |  | 0 | [5 empty] | 0 |  | 0 |  | 0 |  | 0 |  | 0 |  | 0 |  | 0 |  | 0 |  |  | 0 | 0 | 0 |  |  | 0 | 0 | 0 | 0 | 0 | 0 | 0 | 0 | 0 | 0 | 0 | 0 | 0 | 0 | 0 | 0 | 0 | 0 | 0 | 0 | 0
0 | 0 |  |  |  | 0 | [11 empty] | 0 | 0 |  | 0 |  | 0 | [5 empty] | 0 |  | 0 |  | 0 |  | 0 |  | 0 |  | 0 |  | 0 |  | 0 |  |  | 0 | 0 | 0 |  |  | 0 | 0 | 0 | 0 | 0 | 0 | 0 | 0 | 0 | 0 | 0 | 0 | 0 | 0 | 0 | 0 | 0 | 0 | 0 | 0 | 0
0 | 0 |  |  |  | 0 | [11 empty] | 0 | 0 |  | 0 |  | 0 | [5 empty] | 0 |  | 0 |  | 0 |  | 0 |  | 0 |  | 0 |  | 0 |  | 0 |  |  | 0 | 0 | 0 |  |  | 0 | 0 | 0 | 0 | 0 | 0 | 0 | 0 | 0 | 0 | 0 | 0 | 0 | 0 | 0 | 0 | 0 | 0 | 0 | 0 | 0
0 | 0 |  |  |  | 0 | [11 empty] | 0 | 0 |  | 0 |  | 0 | [5 empty] | 0 |  | 0 |  | 0 |  | 0 |  | 0 |  | 0 |  | 0 |  | 0 |  |  | 0 | 0 | 0 |  |  | 0 | 0 | 0 | 0 | 0 | 0 | 0 | 0 | 0 | 0 | 0 | 0 | 0 | 0 | 0 | 0 | 0 | 0 | 0 | 0 | 0
0 | 0 |  |  |  | 0 | [11 empty] | 0 | 0 |  | 0 |  | 0 | [5 empty] | 0 |  | 0 |  | 0 |  | 0 |  | 0 |  | 0 |  | 0 |  | 0 |  |  | 0 | 0 | 0 |  |  | 0 | 0 | 0 | 0 | 0 | 0 | 0 | 0 | 0 | 0 | 0 | 0 | 0 | 0 | 0 | 0 | 0 | 0 | 0 | 0 | 0
0 | 0 |  |  |  | 0 | [11 empty] | 0 | 0 |  | 0 |  | 0 | [5 empty] | 0 |  | 0 |  | 0 |  | 0 |  | 0 |  | 0 |  | 0 |  | 0 |  |  | 0 | 0 | 0 |  |  | 0 | 0 | 0 | 0 | 0 | 0 | 0 | 0 | 0 | 0 | 0 | 0 | 0 | 0 | 0 | 0 | 0 | 0 | 0 | 0 | 0
0 | 0 |  |  |  | 0 | [11 empty] | 0 | 0 |  | 0 |  | 0 | [5 empty] | 0 |  | 0 |  | 0 |  | 0 |  | 0 |  | 0 |  | 0 |  | 0 |  |  | 0 | 0 | 0 |  |  | 0 | 0 | 0 | 0 | 0 | 0 | 0 | 0 | 0 | 0 | 0 | 0 | 0 | 0 | 0 | 0 | 0 | 0 | 0 | 0 | 0
0 | 0 |  |  |  | 0 | [11 empty] | 0 | 0 |  | 0 |  | 0 | [5 empty] | 0 |  | 0 |  | 0 |  | 0 |  | 0 |  | 0 |  | 0 |  | 0 |  |  | 0 | 0 | 0 |  |  | 0 | 0 | 0 | 0 | 0 | 0 | 0 | 0 | 0 | 0 | 0 | 0 | 0 | 0 | 0 | 0 | 0 | 0 | 0 | 0 | 0
0 | 0 |  |  |  | 0 | [11 empty] | 0 | 0 |  | 0 |  | 0 | [5 empty] | 0 |  | 0 |  | 0 |  | 0 |  | 0 |  | 0 |  | 0 |  | 0 |  |  | 0 | 0 | 0 |  |  | 0 | 0 | 0 | 0 | 0 | 0 | 0 | 0 | 0 | 0 | 0 | 0 | 0 | 0 | 0 | 0 | 0 | 0 | 0 | 0 | 0
0 | 0 |  |  |  | 0 | [11 empty] | 0 | 0 |  | 0 |  | 0 | [5 empty] | 0 |  | 0 |  | 0 |  | 0 |  | 0 |  | 0 |  | 0 |  | 0 |  |  | 0 | 0 | 0 |  |  | 0 | 0 | 0 | 0 | 0 | 0 | 0 | 0 | 0 | 0 | 0 | 0 | 0 | 0 | 0 | 0 | 0 | 0 | 0 | 0 | 0
0 | 0 |  |  |  | 0 | [11 empty] | 0 | 0 |  | 0 |  | 0 | [5 empty] | 0 |  | 0 |  | 0 |  | 0 |  | 0 |  | 0 |  | 0 |  | 0 |  |  | 0 | 0 | 0 |  |  | 0 | 0 | 0 | 0 | 0 | 0 | 0 | 0 | 0 | 0 | 0 | 0 | 0 | 0 | 0 | 0 | 0 | 0 | 0 | 0 | 0
0 | 0 |  |  |  | 0 | [11 empty] | 0 | 0 |  | 0 |  | 0 | [5 empty] | 0 |  | 0 |  | 0 |  | 0 |  | 0 |  | 0 |  | 0 |  | 0 |  |  | 0 | 0 | 0 |  |  | 0 | 0 | 0 | 0 | 0 | 0 | 0 | 0 | 0 | 0 | 0 | 0 | 0 | 0 | 0 | 0 | 0 | 0 | 0 | 0 | 0
0 | 0 |  |  |  | 0 | [11 empty] | 0 | 0 |  | 0 |  | 0 | [5 empty] | 0 |  | 0 |  | 0 |  | 0 |  | 0 |  | 0 |  | 0 |  | 0 |  |  | 0 | 0 | 0 |  |  | 0 | 0 | 0 | 0 | 0 | 0 | 0 | 0 | 0 | 0 | 0 | 0 | 0 | 0 | 0 | 0 | 0 | 0 | 0 | 0 | 0
0 | 0 |  |  |  | 0 | [11 empty] | 0 | 0 |  | 0 |  | 0 | [5 empty] | 0 |  | 0 |  | 0 |  | 0 |  | 0 |  | 0 |  | 0 |  | 0 |  |  | 0 | 0 | 0 |  |  | 0 | 0 | 0 | 0 | 0 | 0 | 0 | 0 | 0 | 0 | 0 | 0 | 0 | 0 | 0 | 0 | 0 | 0 | 0 | 0 | 0
0 | 0 |  |  |  | 0 | [11 empty] | 0 | 0 |  | 0 |  | 0 | [5 empty] | 0 |  | 0 |  | 0 |  | 0 |  | 0 |  | 0 |  | 0 |  | 0 |  |  | 0 | 0 | 0 |  |  | 0 | 0 | 0 | 0 | 0 | 0 | 0 | 0 | 0 | 0 | 0 | 0 | 0 | 0 | 0 | 0 | 0 | 0 | 0 | 0 | 0
0 | 0 |  |  |  | 0 | [11 empty] | 0 | 0 |  | 0 |  | 0 | [5 empty] | 0 |  | 0 |  | 0 |  | 0 |  | 0 |  | 0 |  | 0 |  | 0 |  |  | 0 | 0 | 0 |  |  | 0 | 0 | 0 | 0 | 0 | 0 | 0 | 0 | 0 | 0 | 0 | 0 | 0 | 0 | 0 | 0 | 0 | 0 | 0 | 0 | 0
0 | 0 |  |  |  | 0 | [11 empty] | 0 | 0 |  | 0 |  | 0 | [5 empty] | 0 |  | 0 |  | 0 |  | 0 |  | 0 |  | 0 |  | 0 |  | 0 |  |  | 0 | 0 | 0 |  |  | 0 | 0 | 0 | 0 | 0 | 0 | 0 | 0 | 0 | 0 | 0 | 0 | 0 | 0 | 0 | 0 | 0 | 0 | 0 | 0 | 0
0 | 0 |  |  |  | 0 | [11 empty] | 0 | 0 |  | 0 |  | 0 | [5 empty] | 0 |  | 0 |  | 0 |  | 0 |  | 0 |  | 0 |  | 0 |  | 0 |  |  | 0 | 0 | 0 |  |  | 0 | 0 | 0 | 0 | 0 | 0 | 0 | 0 | 0 | 0 | 0 | 0 | 0 | 0 | 0 | 0 | 0 | 0 | 0 | 0 | 0
0 | 0 |  |  |  | 0 | [11 empty] | 0 | 0 |  | 0 |  | 0 | [5 empty] | 0 |  | 0 |  | 0 |  | 0 |  | 0 |  | 0 |  | 0 |  | 0 |  |  | 0 | 0 | 0 |  |  | 0 | 0 | 0 | 0 | 0 | 0 | 0 | 0 | 0 | 0 | 0 | 0 | 0 | 0 | 0 | 0 | 0 | 0 | 0 | 0 | 0
0 | 0 |  |  |  | 0 | [11 empty] | 0 | 0 |  | 0 |  | 0 | [5 empty] | 0 |  | 0 |  | 0 |  | 0 |  | 0 |  | 0 |  | 0 |  | 0 |  |  | 0 | 0 | 0 |  |  | 0 | 0 | 0 | 0 | 0 | 0 | 0 | 0 | 0 | 0 | 0 | 0 | 0 | 0 | 0 | 0 | 0 | 0 | 0 | 0 | 0
0 | 0 |  |  |  | 0 | [11 empty] | 0 | 0 |  | 0 |  | 0 | [5 empty] | 0 |  | 0 |  | 0 |  | 0 |  | 0 |  | 0 |  | 0 |  | 0 |  |  | 0 | 0 | 0 |  |  | 0 | 0 | 0 | 0 | 0 | 0 | 0 | 0 | 0 | 0 | 0 | 0 | 0 | 0 | 0 | 0 | 0 | 0 | 0 | 0 | 0
0 | 0 |  |  |  | 0 | [11 empty] | 0 | 0 |  | 0 |  | 0 | [5 empty] | 0 |  | 0 |  | 0 |  | 0 |  | 0 |  | 0 |  | 0 |  | 0 |  |  | 0 | 0 | 0 |  |  | 0 | 0 | 0 | 0 | 0 | 0 | 0 | 0 | 0 | 0 | 0 | 0 | 0 | 0 | 0 | 0 | 0 | 0 | 0 | 0 | 0
0 | 0 |  |  |  | 0 | [11 empty] | 0 | 0 |  | 0 |  | 0 | [5 empty] | 0 |  | 0 |  | 0 |  | 0 |  | 0 |  | 0 |  | 0 |  | 0 |  |  | 0 | 0 | 0 |  |  | 0 | 0 | 0 | 0 | 0 | 0 | 0 | 0 | 0 | 0 | 0 | 0 | 0 | 0 | 0 | 0 | 0 | 0 | 0 | 0 | 0
0 | 0 |  |  |  | 0 | [11 empty] | 0 | 0 |  | 0 |  | 0 | [5 empty] | 0 |  | 0 |  | 0 |  | 0 |  | 0 |  | 0 |  | 0 |  | 0 |  |  | 0 | 0 | 0 |  |  | 0 | 0 | 0 | 0 | 0 | 0 | 0 | 0 | 0 | 0 | 0 | 0 | 0 | 0 | 0 | 0 | 0 | 0 | 0 | 0 | 0
0
[6 empty] | END |  | Total Price for Schedule 14 | [9 empty] | 0 |  | 0 |  | 0 | Baht |  | Baht |  | Baht |  | Baht |  | Baht |  |  | 0 | Baht |  | Baht |  | Baht |  | Baht |  |  |  |  | Baht | Baht |  |  | Baht | Baht | Baht | Baht | Baht | Baht | Baht | Baht | Baht | Baht | Baht | Baht | Baht | Baht | Baht | Baht | Baht | Baht | Baht | Baht | Baht | bar: 79 to 81
[18 empty] | 0 |  | 0 |  | 0 | [5 empty] | 0 |  | 0 |  | 0 |  | 0 |  | 0 |  | 0 |  | 0 |  | 0 |  |  |  | 0 | 0 |  |  | 0 | 0 | 0 | 0 | 0 | 0 | 0 | 0 | 0 | 0 | 0 | 0 | 0 | 0 | 0 | 0 | 0 | 0 | 0 | 0 | 0 | bar: 79 to 81
[18 empty] | 0 |  | 0 |  | 0 | [11 empty] | 0 | bar: 79 to 81
[18 empty] | 0 |  | 0 |  | 0 | [11 empty] | 0 | bar: 79 to 81
[18 empty] | 0 |  | 0 |  | 0 | [11 empty] | 0
[18 empty] | 0 |  | 0 |  | 0 | [11 empty] | 0
[18 empty] | 0 |  | 0 |  | 0 | [11 empty] | 0
[18 empty] | 0 |  | 0 |  | 0 | [11 empty] | 0
000000000000000000000000000000000000000
0000000000000000000000000000000000000000
000000000000000000000
[8 empty] | 0 | 0 |  |  |  |  | 0000000000000000000000000000000000000000000000000000000000000000000000000000000000000000000000000000
[8 empty] | 0 | 0
[8 empty] | 0 | 0
[8 empty] | 0 | 0
[8 empty] | 0 | 0
[8 empty] | 0 | 0
[8 empty] | 0 | 0
[8 empty] | 0 | 0
[8 empty] | 0 | 0
[8 empty] | 0 | 0
[8 empty] | 0 | 0
[8 empty] | 0 | 0
[8 empty] | 0 | 0
[8 empty] | 0 | 0
[8 empty] | 0 | 0
[8 empty] | 0 | 0
[8 empty] | 0 | 0
[8 empty] | 0 | 0
[8 empty] | 0 | 0
[8 empty] | 0 | 0
[8 empty] | 0 | 0
[8 empty] | 0 | 0
[8 empty] | 0 | 0
[8 empty] | 0 | 0
[8 empty] | 0 | 0
[8 empty] | 0 | 0
[8 empty] | 0 | 0
[8 empty] | 0 | 0
[8 empty] | 0 | 0
[8 empty] | 0 | 0
[8 empty] | 0 | 0
[8 empty] | 0 | 0
[8 empty] | 0 | 0
[8 empty] | 0 | 0
[8 empty] | 0 | 0
[8 empty] | 0 | 0
[8 empty] | 0 | 0
[8 empty] | 0 | 0
[8 empty] | 0 | 0
[8 empty] | 0 | 0
[8 empty] | 0 | 0
[8 empty] | 0 | 0
[8 empty] | 0 | 0
[8 empty] | 0 | 0
[8 empty] | 0 | 0
[8 empty] | 0 | 0
[8 empty] | 0 | 0
[8 empty] | 0 | 0
[8 empty] | 0 | 0
[8 empty] | 0 | 0
[8 empty] | 0 | 0
[8 empty] | 0 | 0
[8 empty] | 0 | 0
[8 empty] | 0 | 0
[8 empty] | 0 | 0
[8 empty] | 0 | 0
[8 empty] | 0 | 0
[8 empty] | 0 | 0
[8 empty] | 0 | 0
[8 empty] | 0 | 0
[8 empty] | 0 | 0
[8 empty] | 0 | 0
[8 empty] | 0 | 0
[8 empty] | 0 | 0
[8 empty] | 0 | 0
[8 empty] | 0 | 0
[8 empty] | 0 | 0
[8 empty] | 0 | 0
[8 empty] | 0 | 0
[8 empty] | 0 | 0
[8 empty] | 0 | 0
[8 empty] | 0 | 0
[8 empty] | 0 | 0
[8 empty] | 0 | 0
[8 empty] | 0 | 0
[8 empty] | 0 | 0
[8 empty] | 0 | 0
[8 empty] | 0 | 0
[8 empty] | 0 | 0
[8 empty] | 0 | 0
[8 empty] | 0 | 0
[8 empty] | 0 | 0
[8 empty] | 0 | 0
[8 empty] | 0 | 0
[8 empty] | 0 | 0
[8 empty] | 0 | 0
[8 empty] | 0 | 0
[8 empty] | 0 | 0
[8 empty] | 0 | 0
[8 empty] | 0 | 0
[8 empty] | 0 | 0
[8 empty] | 0 | 0
[8 empty] | 0 | 0
[8 empty] | 0 | 0
[8 empty] | 0 | 0
[8 empty] | 0 | 0
[8 empty] | 0 | 0
[8 empty] | 0 | 0
[8 empty] | 0 | 0
[8 empty] | 0 | 0

## Sch 15 (hidden)
INVITATION TO BID NO. TIEC-CR-13
Schedule 15 :
[77 empty] | 79 | 80 | 81 | 82 | 83 | 84 | 85 | 86 | 87 | 88 | 89 | 90 | 91 | 92 | 93 | 94 | 95 | 96 | 97 | 98 | 99 | 100 | 101 | 102 | 103 | 104 | 105 | 106 | 107 | 108 | 109 | 110 | 111 | 112 | 113 | 114 | 115 | 116 | 117 | 118 | 119 | 120 | 121 | 122 | 123 | 124 | 125 | 126 | 127 | 128
[8 empty] | SUPPLY OF CONTROL AND PROTECTION EQUIPMENT | [62 empty] | 72 | 73 | 75 | 76 | 77 | 78 | 82: Breakdown per Item :
[8 empty] | TRANSMISSION SYSTEM IMPROVEMENT PROJECT IN NORTHEASTERN, LOWER NORTHERN, CENTRAL REGIONS AND BANGKOK AREA TO ENHANCE SYSTEM SECURITY | [68 empty] | 82: Schedule :
System :
Job No. | Substation | Delivery Required by EGAT |  |  |  | Material group | Code No. | Item No. | Description | Short Description | Drawing No. / Reference No. | Qty. | Unit | Currency | Supply of Equipment |  |  |  | Supply of Equipment |  | Supply of Equipment |  | Supply of Equipment |  |  |  | Supply of Equipment |  | Supply of Equipment |  | Supply of Equipment |  | Foreign Currency |  | Local Currency |  | Local Transportation |  | Local Transportation, Construction and Installation |  | Purchase Price Offered for Dismantled Equipment |  | Plant |  | UOM | [25 empty] | Irrelevant | Incoterm | Account Assignment | Cost Object | Fund Center |  | 105: CFR Thai Port; 107: CIF Thai Port; 109: DDP EGAT 's Store; 111: Local Transportation; 113: Custom Clearance; 115: DDP EGAT 's Store; 117: Ex-works Price; 119: Local Transportation; 121: Foreign Currency; 123: Local Currency; 125: Local Transportation to EGAT 's Store; 127: Local Transportation, Construction and Installation | Long Description | Short Description
|  | (with in months after receipt of the notification of award) | [12 empty] | Foreign Supply |  |  |  | Foreign Supply |  | Foreign Supply |  | Foreign Supply | [5 empty] | Local Supply |  | Local Supply | [16 empty] | Preference | % Import Duty | Preference | CFR Price | CIF Price | Foreign Currency | Ex-works Price | Local Currency | Local Transportation | Local Transportation, | Marine Insurance Price | Customs Clearance | Import Duty Price | VAT for Imported Equipment | VAT for Import Duty | VAT for | VAT for Ex-works Price | VAT for | VAT for | VAT for Transportation, Construction and Installation | Foreign | Local | Evaluation Price | [6 empty] | 115: ( excluding VAT ); 117: ( excluding VAT )
[5 empty] | Completion Date | [9 empty] | FOB Vessel | Cost of | CFR Thai Port |  | CIF Thai Port |  | DDP EGAT 's Store |  | Local Transportation |  | Custom Clearance |  | DDP EGAT 's Store |  | Ex-works Price |  | Local Transportation | [12 empty] | Breakdown tab |  | Proposed Price | Evaluation Price | Status | [7 empty] | to EGAT 's Store | Construction and | [5 empty] | Foreign Currency |  | Local Currency | Local Transportation |  | Price Adjustment | Price Adjustment | [7 empty] | 104: Incoterm; 105: CFR; 107: CIF; 109: DDP; 111: ZTF; 113: ZCC; 115: DDP; 117: EXW; 119: ZTL; 125: ZTT; 127: ZCN
|  | CFR Thai Port | DDP or EGAT's Store | Ex-works | [11 empty] | Transportation | [10 empty] | ( excluding VAT ) |  | ( excluding VAT ) |  | ( excluding VAT ) |  | ( excluding VAT ) |  | ( excluding VAT ) |  | ( excluding VAT ) |  | ( excluding VAT ) |  | ( including VAT ) | [15 empty] | Installation | [%Insure(110%(CFR))] | [%Custom(CIF)] | [%Import Duty(CIF)] | [ %VAT(CFR/CIF) ] | [ %VAT( Import Duty) ] | [ %VAT(Foreign Currency) ] | [ %VAT(Ex-works Price) ] | [ %VAT(Local Currency) ] | to EGAT 's Store | [10 empty] | 104: Material group; 111: SV-TRN-MT; 113: SV-CTM; 119: SV-TRN-MT; 125: SV-TRN-MT; 127: SV-CVL
[16 empty] | to Thai Port | [6 empty] | Baht |  | Baht |  | Baht |  | Baht |  | Baht |  |  |  | Baht |  | Baht |  | Baht |  | Baht |  |  |  |  | Baht | Baht |  |  | Baht | Baht | Baht | Baht | Baht | Baht | Baht | Baht | Baht | Baht | Baht | Baht | Baht | Baht | Baht | Baht | Baht | Baht | Baht | Baht | Baht
|  | (month) | (month) | (month) | (month) | [9 empty] | Unit Price | Unit Price | Unit Price | Amount | Unit Price | Amount | Unit Price | Amount | Unit Price | Amount | Unit Price | Amount | Unit Price | Amount | Unit Price | Amount | Unit Price | Amount | Unit Price | Amount | Unit Price | Amount | Unit Price | Amount | Unit Price | Amount | Unit Price | Amount | [5 empty] | (Y/N) | (IPDTY) | (PRF) | (CFR) | (CIF) | (FC) | (EW) | (LC) | (LT) | (TCI) | (MI) | (CC) | ( IDP) | (VATIE) | (VATID) | (VATFC) | (VATEW) | (VATLC) | (VATLT) | (VATTCI) | (FPA) | (LPA) | (EVAPR)
0 | 0 |  |  |  | 0 | [11 empty] | 0 | 0 |  | 0 |  | 0 | [5 empty] | 0 |  | 0 |  | 0 |  | 0 |  | 0 |  | 0 |  | 0 |  | 0 |  |  | 0 | 0 | 0 |  |  | 0 | 0 | 0 | 0 | 0 | 0 | 0 | 0 | 0 | 0 | 0 | 0 | 0 | 0 | 0 | 0 | 0 | 0 | 0 | 0 | 0
0 | 0 |  |  |  | 0 | [11 empty] | 0 | 0 |  | 0 |  | 0 | [5 empty] | 0 |  | 0 |  | 0 |  | 0 |  | 0 |  | 0 |  | 0 |  | 0 |  |  | 0 | 0 | 0 |  |  | 0 | 0 | 0 | 0 | 0 | 0 | 0 | 0 | 0 | 0 | 0 | 0 | 0 | 0 | 0 | 0 | 0 | 0 | 0 | 0 | 0
0 | 0 |  |  |  | 0 | [11 empty] | 0 | 0 |  | 0 |  | 0 | [5 empty] | 0 |  | 0 |  | 0 |  | 0 |  | 0 |  | 0 |  | 0 |  | 0 |  |  | 0 | 0 | 0 |  |  | 0 | 0 | 0 | 0 | 0 | 0 | 0 | 0 | 0 | 0 | 0 | 0 | 0 | 0 | 0 | 0 | 0 | 0 | 0 | 0 | 0
0 | 0 |  |  |  | 0 | [11 empty] | 0 | 0 |  | 0 |  | 0 | [5 empty] | 0 |  | 0 |  | 0 |  | 0 |  | 0 |  | 0 |  | 0 |  | 0 |  |  | 0 | 0 | 0 |  |  | 0 | 0 | 0 | 0 | 0 | 0 | 0 | 0 | 0 | 0 | 0 | 0 | 0 | 0 | 0 | 0 | 0 | 0 | 0 | 0 | 0
0 | 0 |  |  |  | 0 | [11 empty] | 0 | 0 |  | 0 |  | 0 | [5 empty] | 0 |  | 0 |  | 0 |  | 0 |  | 0 |  | 0 |  | 0 |  | 0 |  |  | 0 | 0 | 0 |  |  | 0 | 0 | 0 | 0 | 0 | 0 | 0 | 0 | 0 | 0 | 0 | 0 | 0 | 0 | 0 | 0 | 0 | 0 | 0 | 0 | 0
0 | 0 |  |  |  | 0 | [11 empty] | 0 | 0 |  | 0 |  | 0 | [5 empty] | 0 |  | 0 |  | 0 |  | 0 |  | 0 |  | 0 |  | 0 |  | 0 |  |  | 0 | 0 | 0 |  |  | 0 | 0 | 0 | 0 | 0 | 0 | 0 | 0 | 0 | 0 | 0 | 0 | 0 | 0 | 0 | 0 | 0 | 0 | 0 | 0 | 0
0 | 0 |  |  |  | 0 | [11 empty] | 0 | 0 |  | 0 |  | 0 | [5 empty] | 0 |  | 0 |  | 0 |  | 0 |  | 0 |  | 0 |  | 0 |  | 0 |  |  | 0 | 0 | 0 |  |  | 0 | 0 | 0 | 0 | 0 | 0 | 0 | 0 | 0 | 0 | 0 | 0 | 0 | 0 | 0 | 0 | 0 | 0 | 0 | 0 | 0
0 | 0 |  |  |  | 0 | [11 empty] | 0 | 0 |  | 0 |  | 0 | [5 empty] | 0 |  | 0 |  | 0 |  | 0 |  | 0 |  | 0 |  | 0 |  | 0 |  |  | 0 | 0 | 0 |  |  | 0 | 0 | 0 | 0 | 0 | 0 | 0 | 0 | 0 | 0 | 0 | 0 | 0 | 0 | 0 | 0 | 0 | 0 | 0 | 0 | 0
0 | 0 |  |  |  | 0 | [11 empty] | 0 | 0 |  | 0 |  | 0 | [5 empty] | 0 |  | 0 |  | 0 |  | 0 |  | 0 |  | 0 |  | 0 |  | 0 |  |  | 0 | 0 | 0 |  |  | 0 | 0 | 0 | 0 | 0 | 0 | 0 | 0 | 0 | 0 | 0 | 0 | 0 | 0 | 0 | 0 | 0 | 0 | 0 | 0 | 0
0 | 0 |  |  |  | 0 | [11 empty] | 0 | 0 |  | 0 |  | 0 | [5 empty] | 0 |  | 0 |  | 0 |  | 0 |  | 0 |  | 0 |  | 0 |  | 0 |  |  | 0 | 0 | 0 |  |  | 0 | 0 | 0 | 0 | 0 | 0 | 0 | 0 | 0 | 0 | 0 | 0 | 0 | 0 | 0 | 0 | 0 | 0 | 0 | 0 | 0
0 | 0 |  |  |  | 0 | [11 empty] | 0 | 0 |  | 0 |  | 0 | [5 empty] | 0 |  | 0 |  | 0 |  | 0 |  | 0 |  | 0 |  | 0 |  | 0 |  |  | 0 | 0 | 0 |  |  | 0 | 0 | 0 | 0 | 0 | 0 | 0 | 0 | 0 | 0 | 0 | 0 | 0 | 0 | 0 | 0 | 0 | 0 | 0 | 0 | 0
0 | 0 |  |  |  | 0 | [11 empty] | 0 | 0 |  | 0 |  | 0 | [5 empty] | 0 |  | 0 |  | 0 |  | 0 |  | 0 |  | 0 |  | 0 |  | 0 |  |  | 0 | 0 | 0 |  |  | 0 | 0 | 0 | 0 | 0 | 0 | 0 | 0 | 0 | 0 | 0 | 0 | 0 | 0 | 0 | 0 | 0 | 0 | 0 | 0 | 0
0 | 0 |  |  |  | 0 | [11 empty] | 0 | 0 |  | 0 |  | 0 | [5 empty] | 0 |  | 0 |  | 0 |  | 0 |  | 0 |  | 0 |  | 0 |  | 0 |  |  | 0 | 0 | 0 |  |  | 0 | 0 | 0 | 0 | 0 | 0 | 0 | 0 | 0 | 0 | 0 | 0 | 0 | 0 | 0 | 0 | 0 | 0 | 0 | 0 | 0
0 | 0 |  |  |  | 0 | [11 empty] | 0 | 0 |  | 0 |  | 0 | [5 empty] | 0 |  | 0 |  | 0 |  | 0 |  | 0 |  | 0 |  | 0 |  | 0 |  |  | 0 | 0 | 0 |  |  | 0 | 0 | 0 | 0 | 0 | 0 | 0 | 0 | 0 | 0 | 0 | 0 | 0 | 0 | 0 | 0 | 0 | 0 | 0 | 0 | 0
0 | 0 |  |  |  | 0 | [11 empty] | 0 | 0 |  | 0 |  | 0 | [5 empty] | 0 |  | 0 |  | 0 |  | 0 |  | 0 |  | 0 |  | 0 |  | 0 |  |  | 0 | 0 | 0 |  |  | 0 | 0 | 0 | 0 | 0 | 0 | 0 | 0 | 0 | 0 | 0 | 0 | 0 | 0 | 0 | 0 | 0 | 0 | 0 | 0 | 0
0 | 0 |  |  |  | 0 | [11 empty] | 0 | 0 |  | 0 |  | 0 | [5 empty] | 0 |  | 0 |  | 0 |  | 0 |  | 0 |  | 0 |  | 0 |  | 0 |  |  | 0 | 0 | 0 |  |  | 0 | 0 | 0 | 0 | 0 | 0 | 0 | 0 | 0 | 0 | 0 | 0 | 0 | 0 | 0 | 0 | 0 | 0 | 0 | 0 | 0
0 | 0 |  |  |  | 0 | [11 empty] | 0 | 0 |  | 0 |  | 0 | [5 empty] | 0 |  | 0 |  | 0 |  | 0 |  | 0 |  | 0 |  | 0 |  | 0 |  |  | 0 | 0 | 0 |  |  | 0 | 0 | 0 | 0 | 0 | 0 | 0 | 0 | 0 | 0 | 0 | 0 | 0 | 0 | 0 | 0 | 0 | 0 | 0 | 0 | 0
0 | 0 |  |  |  | 0 | [11 empty] | 0 | 0 |  | 0 |  | 0 | [5 empty] | 0 |  | 0 |  | 0 |  | 0 |  | 0 |  | 0 |  | 0 |  | 0 |  |  | 0 | 0 | 0 |  |  | 0 | 0 | 0 | 0 | 0 | 0 | 0 | 0 | 0 | 0 | 0 | 0 | 0 | 0 | 0 | 0 | 0 | 0 | 0 | 0 | 0
0 | 0 |  |  |  | 0 | [11 empty] | 0 | 0 |  | 0 |  | 0 | [5 empty] | 0 |  | 0 |  | 0 |  | 0 |  | 0 |  | 0 |  | 0 |  | 0 |  |  | 0 | 0 | 0 |  |  | 0 | 0 | 0 | 0 | 0 | 0 | 0 | 0 | 0 | 0 | 0 | 0 | 0 | 0 | 0 | 0 | 0 | 0 | 0 | 0 | 0
0 | 0 |  |  |  | 0 | [11 empty] | 0 | 0 |  | 0 |  | 0 | [5 empty] | 0 |  | 0 |  | 0 |  | 0 |  | 0 |  | 0 |  | 0 |  | 0 |  |  | 0 | 0 | 0 |  |  | 0 | 0 | 0 | 0 | 0 | 0 | 0 | 0 | 0 | 0 | 0 | 0 | 0 | 0 | 0 | 0 | 0 | 0 | 0 | 0 | 0
0 | 0 |  |  |  | 0 | [11 empty] | 0 | 0 |  | 0 |  | 0 | [5 empty] | 0 |  | 0 |  | 0 |  | 0 |  | 0 |  | 0 |  | 0 |  | 0 |  |  | 0 | 0 | 0 |  |  | 0 | 0 | 0 | 0 | 0 | 0 | 0 | 0 | 0 | 0 | 0 | 0 | 0 | 0 | 0 | 0 | 0 | 0 | 0 | 0 | 0
0 | 0 |  |  |  | 0 | [11 empty] | 0 | 0 |  | 0 |  | 0 | [5 empty] | 0 |  | 0 |  | 0 |  | 0 |  | 0 |  | 0 |  | 0 |  | 0 |  |  | 0 | 0 | 0 |  |  | 0 | 0 | 0 | 0 | 0 | 0 | 0 | 0 | 0 | 0 | 0 | 0 | 0 | 0 | 0 | 0 | 0 | 0 | 0 | 0 | 0
0 | 0 |  |  |  | 0 | [11 empty] | 0 | 0 |  | 0 |  | 0 | [5 empty] | 0 |  | 0 |  | 0 |  | 0 |  | 0 |  | 0 |  | 0 |  | 0 |  |  | 0 | 0 | 0 |  |  | 0 | 0 | 0 | 0 | 0 | 0 | 0 | 0 | 0 | 0 | 0 | 0 | 0 | 0 | 0 | 0 | 0 | 0 | 0 | 0 | 0
0 | 0 |  |  |  | 0 | [11 empty] | 0 | 0 |  | 0 |  | 0 | [5 empty] | 0 |  | 0 |  | 0 |  | 0 |  | 0 |  | 0 |  | 0 |  | 0 |  |  | 0 | 0 | 0 |  |  | 0 | 0 | 0 | 0 | 0 | 0 | 0 | 0 | 0 | 0 | 0 | 0 | 0 | 0 | 0 | 0 | 0 | 0 | 0 | 0 | 0
0 | 0 |  |  |  | 0 | [11 empty] | 0 | 0 |  | 0 |  | 0 | [5 empty] | 0 |  | 0 |  | 0 |  | 0 |  | 0 |  | 0 |  | 0 |  | 0 |  |  | 0 | 0 | 0 |  |  | 0 | 0 | 0 | 0 | 0 | 0 | 0 | 0 | 0 | 0 | 0 | 0 | 0 | 0 | 0 | 0 | 0 | 0 | 0 | 0 | 0
0 | 0 |  |  |  | 0 | [11 empty] | 0 | 0 |  | 0 |  | 0 | [5 empty] | 0 |  | 0 |  | 0 |  | 0 |  | 0 |  | 0 |  | 0 |  | 0 |  |  | 0 | 0 | 0 |  |  | 0 | 0 | 0 | 0 | 0 | 0 | 0 | 0 | 0 | 0 | 0 | 0 | 0 | 0 | 0 | 0 | 0 | 0 | 0 | 0 | 0
0 | 0 |  |  |  | 0 | [11 empty] | 0 | 0 |  | 0 |  | 0 | [5 empty] | 0 |  | 0 |  | 0 |  | 0 |  | 0 |  | 0 |  | 0 |  | 0 |  |  | 0 | 0 | 0 |  |  | 0 | 0 | 0 | 0 | 0 | 0 | 0 | 0 | 0 | 0 | 0 | 0 | 0 | 0 | 0 | 0 | 0 | 0 | 0 | 0 | 0
0 | 0 |  |  |  | 0 | [11 empty] | 0 | 0 |  | 0 |  | 0 | [5 empty] | 0 |  | 0 |  | 0 |  | 0 |  | 0 |  | 0 |  | 0 |  | 0 |  |  | 0 | 0 | 0 |  |  | 0 | 0 | 0 | 0 | 0 | 0 | 0 | 0 | 0 | 0 | 0 | 0 | 0 | 0 | 0 | 0 | 0 | 0 | 0 | 0 | 0
0 | 0 |  |  |  | 0 | [11 empty] | 0 | 0 |  | 0 |  | 0 | [5 empty] | 0 |  | 0 |  | 0 |  | 0 |  | 0 |  | 0 |  | 0 |  | 0 |  |  | 0 | 0 | 0 |  |  | 0 | 0 | 0 | 0 | 0 | 0 | 0 | 0 | 0 | 0 | 0 | 0 | 0 | 0 | 0 | 0 | 0 | 0 | 0 | 0 | 0
0 | 0 |  |  |  | 0 | [11 empty] | 0 | 0 |  | 0 |  | 0 | [5 empty] | 0 |  | 0 |  | 0 |  | 0 |  | 0 |  | 0 |  | 0 |  | 0 |  |  | 0 | 0 | 0 |  |  | 0 | 0 | 0 | 0 | 0 | 0 | 0 | 0 | 0 | 0 | 0 | 0 | 0 | 0 | 0 | 0 | 0 | 0 | 0 | 0 | 0
0 | 0 |  |  |  | 0 | [11 empty] | 0 | 0 |  | 0 |  | 0 | [5 empty] | 0 |  | 0 |  | 0 |  | 0 |  | 0 |  | 0 |  | 0 |  | 0 |  |  | 0 | 0 | 0 |  |  | 0 | 0 | 0 | 0 | 0 | 0 | 0 | 0 | 0 | 0 | 0 | 0 | 0 | 0 | 0 | 0 | 0 | 0 | 0 | 0 | 0
0 | 0 |  |  |  | 0 | [11 empty] | 0 | 0 |  | 0 |  | 0 | [5 empty] | 0 |  | 0 |  | 0 |  | 0 |  | 0 |  | 0 |  | 0 |  | 0 |  |  | 0 | 0 | 0 |  |  | 0 | 0 | 0 | 0 | 0 | 0 | 0 | 0 | 0 | 0 | 0 | 0 | 0 | 0 | 0 | 0 | 0 | 0 | 0 | 0 | 0
0 | 0 |  |  |  | 0 | [11 empty] | 0 | 0 |  | 0 |  | 0 | [5 empty] | 0 |  | 0 |  | 0 |  | 0 |  | 0 |  | 0 |  | 0 |  | 0 |  |  | 0 | 0 | 0 |  |  | 0 | 0 | 0 | 0 | 0 | 0 | 0 | 0 | 0 | 0 | 0 | 0 | 0 | 0 | 0 | 0 | 0 | 0 | 0 | 0 | 0
0 | 0 |  |  |  | 0 | [11 empty] | 0 | 0 |  | 0 |  | 0 | [5 empty] | 0 |  | 0 |  | 0 |  | 0 |  | 0 |  | 0 |  | 0 |  | 0 |  |  | 0 | 0 | 0 |  |  | 0 | 0 | 0 | 0 | 0 | 0 | 0 | 0 | 0 | 0 | 0 | 0 | 0 | 0 | 0 | 0 | 0 | 0 | 0 | 0 | 0
0 | 0 |  |  |  | 0 | [11 empty] | 0 | 0 |  | 0 |  | 0 | [5 empty] | 0 |  | 0 |  | 0 |  | 0 |  | 0 |  | 0 |  | 0 |  | 0 |  |  | 0 | 0 | 0 |  |  | 0 | 0 | 0 | 0 | 0 | 0 | 0 | 0 | 0 | 0 | 0 | 0 | 0 | 0 | 0 | 0 | 0 | 0 | 0 | 0 | 0
0 | 0 |  |  |  | 0 | [11 empty] | 0 | 0 |  | 0 |  | 0 | [5 empty] | 0 |  | 0 |  | 0 |  | 0 |  | 0 |  | 0 |  | 0 |  | 0 |  |  | 0 | 0 | 0 |  |  | 0 | 0 | 0 | 0 | 0 | 0 | 0 | 0 | 0 | 0 | 0 | 0 | 0 | 0 | 0 | 0 | 0 | 0 | 0 | 0 | 0
0 | 0 |  |  |  | 0 | [11 empty] | 0 | 0 |  | 0 |  | 0 | [5 empty] | 0 |  | 0 |  | 0 |  | 0 |  | 0 |  | 0 |  | 0 |  | 0 |  |  | 0 | 0 | 0 |  |  | 0 | 0 | 0 | 0 | 0 | 0 | 0 | 0 | 0 | 0 | 0 | 0 | 0 | 0 | 0 | 0 | 0 | 0 | 0 | 0 | 0
0 | 0 |  |  |  | 0 | [11 empty] | 0 | 0 |  | 0 |  | 0 | [5 empty] | 0 |  | 0 |  | 0 |  | 0 |  | 0 |  | 0 |  | 0 |  | 0 |  |  | 0 | 0 | 0 |  |  | 0 | 0 | 0 | 0 | 0 | 0 | 0 | 0 | 0 | 0 | 0 | 0 | 0 | 0 | 0 | 0 | 0 | 0 | 0 | 0 | 0
0 | 0 |  |  |  | 0 | [11 empty] | 0 | 0 |  | 0 |  | 0 | [5 empty] | 0 |  | 0 |  | 0 |  | 0 |  | 0 |  | 0 |  | 0 |  | 0 |  |  | 0 | 0 | 0 |  |  | 0 | 0 | 0 | 0 | 0 | 0 | 0 | 0 | 0 | 0 | 0 | 0 | 0 | 0 | 0 | 0 | 0 | 0 | 0 | 0 | 0
0 | 0 |  |  |  | 0 | [11 empty] | 0 | 0 |  | 0 |  | 0 | [5 empty] | 0 |  | 0 |  | 0 |  | 0 |  | 0 |  | 0 |  | 0 |  | 0 |  |  | 0 | 0 | 0 |  |  | 0 | 0 | 0 | 0 | 0 | 0 | 0 | 0 | 0 | 0 | 0 | 0 | 0 | 0 | 0 | 0 | 0 | 0 | 0 | 0 | 0
0 | 0 |  |  |  | 0 | [11 empty] | 0 | 0 |  | 0 |  | 0 | [5 empty] | 0 |  | 0 |  | 0 |  | 0 |  | 0 |  | 0 |  | 0 |  | 0 |  |  | 0 | 0 | 0 |  |  | 0 | 0 | 0 | 0 | 0 | 0 | 0 | 0 | 0 | 0 | 0 | 0 | 0 | 0 | 0 | 0 | 0 | 0 | 0 | 0 | 0
0 | 0 |  |  |  | 0 | [11 empty] | 0 | 0 |  | 0 |  | 0 | [5 empty] | 0 |  | 0 |  | 0 |  | 0 |  | 0 |  | 0 |  | 0 |  | 0 |  |  | 0 | 0 | 0 |  |  | 0 | 0 | 0 | 0 | 0 | 0 | 0 | 0 | 0 | 0 | 0 | 0 | 0 | 0 | 0 | 0 | 0 | 0 | 0 | 0 | 0
0 | 0 |  |  |  | 0 | [11 empty] | 0 | 0 |  | 0 |  | 0 | [5 empty] | 0 |  | 0 |  | 0 |  | 0 |  | 0 |  | 0 |  | 0 |  | 0 |  |  | 0 | 0 | 0 |  |  | 0 | 0 | 0 | 0 | 0 | 0 | 0 | 0 | 0 | 0 | 0 | 0 | 0 | 0 | 0 | 0 | 0 | 0 | 0 | 0 | 0
0 | 0 |  |  |  | 0 | [11 empty] | 0 | 0 |  | 0 |  | 0 | [5 empty] | 0 |  | 0 |  | 0 |  | 0 |  | 0 |  | 0 |  | 0 |  | 0 |  |  | 0 | 0 | 0 |  |  | 0 | 0 | 0 | 0 | 0 | 0 | 0 | 0 | 0 | 0 | 0 | 0 | 0 | 0 | 0 | 0 | 0 | 0 | 0 | 0 | 0
0 | 0 |  |  |  | 0 | [11 empty] | 0 | 0 |  | 0 |  | 0 | [5 empty] | 0 |  | 0 |  | 0 |  | 0 |  | 0 |  | 0 |  | 0 |  | 0 |  |  | 0 | 0 | 0 |  |  | 0 | 0 | 0 | 0 | 0 | 0 | 0 | 0 | 0 | 0 | 0 | 0 | 0 | 0 | 0 | 0 | 0 | 0 | 0 | 0 | 0
0 | 0 |  |  |  | 0 | [11 empty] | 0 | 0 |  | 0 |  | 0 | [5 empty] | 0 |  | 0 |  | 0 |  | 0 |  | 0 |  | 0 |  | 0 |  | 0 |  |  | 0 | 0 | 0 |  |  | 0 | 0 | 0 | 0 | 0 | 0 | 0 | 0 | 0 | 0 | 0 | 0 | 0 | 0 | 0 | 0 | 0 | 0 | 0 | 0 | 0
0 | 0 |  |  |  | 0 | [11 empty] | 0 | 0 |  | 0 |  | 0 | [5 empty] | 0 |  | 0 |  | 0 |  | 0 |  | 0 |  | 0 |  | 0 |  | 0 |  |  | 0 | 0 | 0 |  |  | 0 | 0 | 0 | 0 | 0 | 0 | 0 | 0 | 0 | 0 | 0 | 0 | 0 | 0 | 0 | 0 | 0 | 0 | 0 | 0 | 0
0 | 0 |  |  |  | 0 | [11 empty] | 0 | 0 |  | 0 |  | 0 | [5 empty] | 0 |  | 0 |  | 0 |  | 0 |  | 0 |  | 0 |  | 0 |  | 0 |  |  | 0 | 0 | 0 |  |  | 0 | 0 | 0 | 0 | 0 | 0 | 0 | 0 | 0 | 0 | 0 | 0 | 0 | 0 | 0 | 0 | 0 | 0 | 0 | 0 | 0
0 | 0 |  |  |  | 0 | [11 empty] | 0 | 0 |  | 0 |  | 0 | [5 empty] | 0 |  | 0 |  | 0 |  | 0 |  | 0 |  | 0 |  | 0 |  | 0 |  |  | 0 | 0 | 0 |  |  | 0 | 0 | 0 | 0 | 0 | 0 | 0 | 0 | 0 | 0 | 0 | 0 | 0 | 0 | 0 | 0 | 0 | 0 | 0 | 0 | 0
0 | 0 |  |  |  | 0 | [11 empty] | 0 | 0 |  | 0 |  | 0 | [5 empty] | 0 |  | 0 |  | 0 |  | 0 |  | 0 |  | 0 |  | 0 |  | 0 |  |  | 0 | 0 | 0 |  |  | 0 | 0 | 0 | 0 | 0 | 0 | 0 | 0 | 0 | 0 | 0 | 0 | 0 | 0 | 0 | 0 | 0 | 0 | 0 | 0 | 0
0 | 0 |  |  |  | 0 | [11 empty] | 0 | 0 |  | 0 |  | 0 | [5 empty] | 0 |  | 0 |  | 0 |  | 0 |  | 0 |  | 0 |  | 0 |  | 0 |  |  | 0 | 0 | 0 |  |  | 0 | 0 | 0 | 0 | 0 | 0 | 0 | 0 | 0 | 0 | 0 | 0 | 0 | 0 | 0 | 0 | 0 | 0 | 0 | 0 | 0
0 | 0 |  |  |  | 0 | [11 empty] | 0 | 0 |  | 0 |  | 0 | [5 empty] | 0 |  | 0 |  | 0 |  | 0 |  | 0 |  | 0 |  | 0 |  | 0 |  |  | 0 | 0 | 0 |  |  | 0 | 0 | 0 | 0 | 0 | 0 | 0 | 0 | 0 | 0 | 0 | 0 | 0 | 0 | 0 | 0 | 0 | 0 | 0 | 0 | 0
0 | 0 |  |  |  | 0 | [11 empty] | 0 | 0 |  | 0 |  | 0 | [5 empty] | 0 |  | 0 |  | 0 |  | 0 |  | 0 |  | 0 |  | 0 |  | 0 |  |  | 0 | 0 | 0 |  |  | 0 | 0 | 0 | 0 | 0 | 0 | 0 | 0 | 0 | 0 | 0 | 0 | 0 | 0 | 0 | 0 | 0 | 0 | 0 | 0 | 0
0 | 0 |  |  |  | 0 | [11 empty] | 0 | 0 |  | 0 |  | 0 | [5 empty] | 0 |  | 0 |  | 0 |  | 0 |  | 0 |  | 0 |  | 0 |  | 0 |  |  | 0 | 0 | 0 |  |  | 0 | 0 | 0 | 0 | 0 | 0 | 0 | 0 | 0 | 0 | 0 | 0 | 0 | 0 | 0 | 0 | 0 | 0 | 0 | 0 | 0
0 | 0 |  |  |  | 0 | [11 empty] | 0 | 0 |  | 0 |  | 0 | [5 empty] | 0 |  | 0 |  | 0 |  | 0 |  | 0 |  | 0 |  | 0 |  | 0 |  |  | 0 | 0 | 0 |  |  | 0 | 0 | 0 | 0 | 0 | 0 | 0 | 0 | 0 | 0 | 0 | 0 | 0 | 0 | 0 | 0 | 0 | 0 | 0 | 0 | 0
0 | 0 |  |  |  | 0 | [11 empty] | 0 | 0 |  | 0 |  | 0 | [5 empty] | 0 |  | 0 |  | 0 |  | 0 |  | 0 |  | 0 |  | 0 |  | 0 |  |  | 0 | 0 | 0 |  |  | 0 | 0 | 0 | 0 | 0 | 0 | 0 | 0 | 0 | 0 | 0 | 0 | 0 | 0 | 0 | 0 | 0 | 0 | 0 | 0 | 0
0 | 0 |  |  |  | 0 | [11 empty] | 0 | 0 |  | 0 |  | 0 | [5 empty] | 0 |  | 0 |  | 0 |  | 0 |  | 0 |  | 0 |  | 0 |  | 0 |  |  | 0 | 0 | 0 |  |  | 0 | 0 | 0 | 0 | 0 | 0 | 0 | 0 | 0 | 0 | 0 | 0 | 0 | 0 | 0 | 0 | 0 | 0 | 0 | 0 | 0
0 | 0 |  |  |  | 0 | [11 empty] | 0 | 0 |  | 0 |  | 0 | [5 empty] | 0 |  | 0 |  | 0 |  | 0 |  | 0 |  | 0 |  | 0 |  | 0 |  |  | 0 | 0 | 0 |  |  | 0 | 0 | 0 | 0 | 0 | 0 | 0 | 0 | 0 | 0 | 0 | 0 | 0 | 0 | 0 | 0 | 0 | 0 | 0 | 0 | 0
0 | 0 |  |  |  | 0 | [11 empty] | 0 | 0 |  | 0 |  | 0 | [5 empty] | 0 |  | 0 |  | 0 |  | 0 |  | 0 |  | 0 |  | 0 |  | 0 |  |  | 0 | 0 | 0 |  |  | 0 | 0 | 0 | 0 | 0 | 0 | 0 | 0 | 0 | 0 | 0 | 0 | 0 | 0 | 0 | 0 | 0 | 0 | 0 | 0 | 0
0 | 0 |  |  |  | 0 | [11 empty] | 0 | 0 |  | 0 |  | 0 | [5 empty] | 0 |  | 0 |  | 0 |  | 0 |  | 0 |  | 0 |  | 0 |  | 0 |  |  | 0 | 0 | 0 |  |  | 0 | 0 | 0 | 0 | 0 | 0 | 0 | 0 | 0 | 0 | 0 | 0 | 0 | 0 | 0 | 0 | 0 | 0 | 0 | 0 | 0
0 | 0 |  |  |  | 0 | [11 empty] | 0 | 0 |  | 0 |  | 0 | [5 empty] | 0 |  | 0 |  | 0 |  | 0 |  | 0 |  | 0 |  | 0 |  | 0 |  |  | 0 | 0 | 0 |  |  | 0 | 0 | 0 | 0 | 0 | 0 | 0 | 0 | 0 | 0 | 0 | 0 | 0 | 0 | 0 | 0 | 0 | 0 | 0 | 0 | 0
0 | 0 |  |  |  | 0 | [11 empty] | 0 | 0 |  | 0 |  | 0 | [5 empty] | 0 |  | 0 |  | 0 |  | 0 |  | 0 |  | 0 |  | 0 |  | 0 |  |  | 0 | 0 | 0 |  |  | 0 | 0 | 0 | 0 | 0 | 0 | 0 | 0 | 0 | 0 | 0 | 0 | 0 | 0 | 0 | 0 | 0 | 0 | 0 | 0 | 0
0 | 0 |  |  |  | 0 | [11 empty] | 0 | 0 |  | 0 |  | 0 | [5 empty] | 0 |  | 0 |  | 0 |  | 0 |  | 0 |  | 0 |  | 0 |  | 0 |  |  | 0 | 0 | 0 |  |  | 0 | 0 | 0 | 0 | 0 | 0 | 0 | 0 | 0 | 0 | 0 | 0 | 0 | 0 | 0 | 0 | 0 | 0 | 0 | 0 | 0
0 | 0 |  |  |  | 0 | [11 empty] | 0 | 0 |  | 0 |  | 0 | [5 empty] | 0 |  | 0 |  | 0 |  | 0 |  | 0 |  | 0 |  | 0 |  | 0 |  |  | 0 | 0 | 0 |  |  | 0 | 0 | 0 | 0 | 0 | 0 | 0 | 0 | 0 | 0 | 0 | 0 | 0 | 0 | 0 | 0 | 0 | 0 | 0 | 0 | 0
0 | 0 |  |  |  | 0 | [11 empty] | 0 | 0 |  | 0 |  | 0 | [5 empty] | 0 |  | 0 |  | 0 |  | 0 |  | 0 |  | 0 |  | 0 |  | 0 |  |  | 0 | 0 | 0 |  |  | 0 | 0 | 0 | 0 | 0 | 0 | 0 | 0 | 0 | 0 | 0 | 0 | 0 | 0 | 0 | 0 | 0 | 0 | 0 | 0 | 0
0 | 0 |  |  |  | 0 | [11 empty] | 0 | 0 |  | 0 |  | 0 | [5 empty] | 0 |  | 0 |  | 0 |  | 0 |  | 0 |  | 0 |  | 0 |  | 0 |  |  | 0 | 0 | 0 |  |  | 0 | 0 | 0 | 0 | 0 | 0 | 0 | 0 | 0 | 0 | 0 | 0 | 0 | 0 | 0 | 0 | 0 | 0 | 0 | 0 | 0
0 | 0 |  |  |  | 0 | [11 empty] | 0 | 0 |  | 0 |  | 0 | [5 empty] | 0 |  | 0 |  | 0 |  | 0 |  | 0 |  | 0 |  | 0 |  | 0 |  |  | 0 | 0 | 0 |  |  | 0 | 0 | 0 | 0 | 0 | 0 | 0 | 0 | 0 | 0 | 0 | 0 | 0 | 0 | 0 | 0 | 0 | 0 | 0 | 0 | 0
0 | 0 |  |  |  | 0 | [11 empty] | 0 | 0 |  | 0 |  | 0 | [5 empty] | 0 |  | 0 |  | 0 |  | 0 |  | 0 |  | 0 |  | 0 |  | 0 |  |  | 0 | 0 | 0 |  |  | 0 | 0 | 0 | 0 | 0 | 0 | 0 | 0 | 0 | 0 | 0 | 0 | 0 | 0 | 0 | 0 | 0 | 0 | 0 | 0 | 0
0 | 0 |  |  |  | 0 | [11 empty] | 0 | 0 |  | 0 |  | 0 | [5 empty] | 0 |  | 0 |  | 0 |  | 0 |  | 0 |  | 0 |  | 0 |  | 0 |  |  | 0 | 0 | 0 |  |  | 0 | 0 | 0 | 0 | 0 | 0 | 0 | 0 | 0 | 0 | 0 | 0 | 0 | 0 | 0 | 0 | 0 | 0 | 0 | 0 | 0
0 | 0 |  |  |  | 0 | [11 empty] | 0 | 0 |  | 0 |  | 0 | [5 empty] | 0 |  | 0 |  | 0 |  | 0 |  | 0 |  | 0 |  | 0 |  | 0 |  |  | 0 | 0 | 0 |  |  | 0 | 0 | 0 | 0 | 0 | 0 | 0 | 0 | 0 | 0 | 0 | 0 | 0 | 0 | 0 | 0 | 0 | 0 | 0 | 0 | 0
0 | 0 |  |  |  | 0 | [11 empty] | 0 | 0 |  | 0 |  | 0 | [5 empty] | 0 |  | 0 |  | 0 |  | 0 |  | 0 |  | 0 |  | 0 |  | 0 |  |  | 0 | 0 | 0 |  |  | 0 | 0 | 0 | 0 | 0 | 0 | 0 | 0 | 0 | 0 | 0 | 0 | 0 | 0 | 0 | 0 | 0 | 0 | 0 | 0 | 0
0 | 0 |  |  |  | 0 | [11 empty] | 0 | 0 |  | 0 |  | 0 | [5 empty] | 0 |  | 0 |  | 0 |  | 0 |  | 0 |  | 0 |  | 0 |  | 0 |  |  | 0 | 0 | 0 |  |  | 0 | 0 | 0 | 0 | 0 | 0 | 0 | 0 | 0 | 0 | 0 | 0 | 0 | 0 | 0 | 0 | 0 | 0 | 0 | 0 | 0
0 | 0 |  |  |  | 0 | [11 empty] | 0 | 0 |  | 0 |  | 0 | [5 empty] | 0 |  | 0 |  | 0 |  | 0 |  | 0 |  | 0 |  | 0 |  | 0 |  |  | 0 | 0 | 0 |  |  | 0 | 0 | 0 | 0 | 0 | 0 | 0 | 0 | 0 | 0 | 0 | 0 | 0 | 0 | 0 | 0 | 0 | 0 | 0 | 0 | 0
0 | 0 |  |  |  | 0 | [11 empty] | 0 | 0 |  | 0 |  | 0 | [5 empty] | 0 |  | 0 |  | 0 |  | 0 |  | 0 |  | 0 |  | 0 |  | 0 |  |  | 0 | 0 | 0 |  |  | 0 | 0 | 0 | 0 | 0 | 0 | 0 | 0 | 0 | 0 | 0 | 0 | 0 | 0 | 0 | 0 | 0 | 0 | 0 | 0 | 0
0 | 0 |  |  |  | 0 | [11 empty] | 0 | 0 |  | 0 |  | 0 | [5 empty] | 0 |  | 0 |  | 0 |  | 0 |  | 0 |  | 0 |  | 0 |  | 0 |  |  | 0 | 0 | 0 |  |  | 0 | 0 | 0 | 0 | 0 | 0 | 0 | 0 | 0 | 0 | 0 | 0 | 0 | 0 | 0 | 0 | 0 | 0 | 0 | 0 | 0
0 | 0 |  |  |  | 0 | [11 empty] | 0 | 0 |  | 0 |  | 0 | [5 empty] | 0 |  | 0 |  | 0 |  | 0 |  | 0 |  | 0 |  | 0 |  | 0 |  |  | 0 | 0 | 0 |  |  | 0 | 0 | 0 | 0 | 0 | 0 | 0 | 0 | 0 | 0 | 0 | 0 | 0 | 0 | 0 | 0 | 0 | 0 | 0 | 0 | 0
0 | 0 |  |  |  | 0 | [11 empty] | 0 | 0 |  | 0 |  | 0 | [5 empty] | 0 |  | 0 |  | 0 |  | 0 |  | 0 |  | 0 |  | 0 |  | 0 |  |  | 0 | 0 | 0 |  |  | 0 | 0 | 0 | 0 | 0 | 0 | 0 | 0 | 0 | 0 | 0 | 0 | 0 | 0 | 0 | 0 | 0 | 0 | 0 | 0 | 0
0 | 0 |  |  |  | 0 | [11 empty] | 0 | 0 |  | 0 |  | 0 | [5 empty] | 0 |  | 0 |  | 0 |  | 0 |  | 0 |  | 0 |  | 0 |  | 0 |  |  | 0 | 0 | 0 |  |  | 0 | 0 | 0 | 0 | 0 | 0 | 0 | 0 | 0 | 0 | 0 | 0 | 0 | 0 | 0 | 0 | 0 | 0 | 0 | 0 | 0
0 | 0 |  |  |  | 0 | [11 empty] | 0 | 0 |  | 0 |  | 0 | [5 empty] | 0 |  | 0 |  | 0 |  | 0 |  | 0 |  | 0 |  | 0 |  | 0 |  |  | 0 | 0 | 0 |  |  | 0 | 0 | 0 | 0 | 0 | 0 | 0 | 0 | 0 | 0 | 0 | 0 | 0 | 0 | 0 | 0 | 0 | 0 | 0 | 0 | 0
0 | 0 |  |  |  | 0 | [11 empty] | 0 | 0 |  | 0 |  | 0 | [5 empty] | 0 |  | 0 |  | 0 |  | 0 |  | 0 |  | 0 |  | 0 |  | 0 |  |  | 0 | 0 | 0 |  |  | 0 | 0 | 0 | 0 | 0 | 0 | 0 | 0 | 0 | 0 | 0 | 0 | 0 | 0 | 0 | 0 | 0 | 0 | 0 | 0 | 0
0 | 0 |  |  |  | 0 | [11 empty] | 0 | 0 |  | 0 |  | 0 | [5 empty] | 0 |  | 0 |  | 0 |  | 0 |  | 0 |  | 0 |  | 0 |  | 0 |  |  | 0 | 0 | 0 |  |  | 0 | 0 | 0 | 0 | 0 | 0 | 0 | 0 | 0 | 0 | 0 | 0 | 0 | 0 | 0 | 0 | 0 | 0 | 0 | 0 | 0
0 | 0 |  |  |  | 0 | [11 empty] | 0 | 0 |  | 0 |  | 0 | [5 empty] | 0 |  | 0 |  | 0 |  | 0 |  | 0 |  | 0 |  | 0 |  | 0 |  |  | 0 | 0 | 0 |  |  | 0 | 0 | 0 | 0 | 0 | 0 | 0 | 0 | 0 | 0 | 0 | 0 | 0 | 0 | 0 | 0 | 0 | 0 | 0 | 0 | 0
0 | 0 |  |  |  | 0 | [11 empty] | 0 | 0 |  | 0 |  | 0 | [5 empty] | 0 |  | 0 |  | 0 |  | 0 |  | 0 |  | 0 |  | 0 |  | 0 |  |  | 0 | 0 | 0 |  |  | 0 | 0 | 0 | 0 | 0 | 0 | 0 | 0 | 0 | 0 | 0 | 0 | 0 | 0 | 0 | 0 | 0 | 0 | 0 | 0 | 0
0 | 0 |  |  |  | 0 | [11 empty] | 0 | 0 |  | 0 |  | 0 | [5 empty] | 0 |  | 0 |  | 0 |  | 0 |  | 0 |  | 0 |  | 0 |  | 0 |  |  | 0 | 0 | 0 |  |  | 0 | 0 | 0 | 0 | 0 | 0 | 0 | 0 | 0 | 0 | 0 | 0 | 0 | 0 | 0 | 0 | 0 | 0 | 0 | 0 | 0
0 | 0 |  |  |  | 0 | [11 empty] | 0 | 0 |  | 0 |  | 0 | [5 empty] | 0 |  | 0 |  | 0 |  | 0 |  | 0 |  | 0 |  | 0 |  | 0 |  |  | 0 | 0 | 0 |  |  | 0 | 0 | 0 | 0 | 0 | 0 | 0 | 0 | 0 | 0 | 0 | 0 | 0 | 0 | 0 | 0 | 0 | 0 | 0 | 0 | 0
0 | 0 |  |  |  | 0 | [11 empty] | 0 | 0 |  | 0 |  | 0 | [5 empty] | 0 |  | 0 |  | 0 |  | 0 |  | 0 |  | 0 |  | 0 |  | 0 |  |  | 0 | 0 | 0 |  |  | 0 | 0 | 0 | 0 | 0 | 0 | 0 | 0 | 0 | 0 | 0 | 0 | 0 | 0 | 0 | 0 | 0 | 0 | 0 | 0 | 0
0 | 0 |  |  |  | 0 | [11 empty] | 0 | 0 |  | 0 |  | 0 | [5 empty] | 0 |  | 0 |  | 0 |  | 0 |  | 0 |  | 0 |  | 0 |  | 0 |  |  | 0 | 0 | 0 |  |  | 0 | 0 | 0 | 0 | 0 | 0 | 0 | 0 | 0 | 0 | 0 | 0 | 0 | 0 | 0 | 0 | 0 | 0 | 0 | 0 | 0
0 | 0 |  |  |  | 0 | [11 empty] | 0 | 0 |  | 0 |  | 0 | [5 empty] | 0 |  | 0 |  | 0 |  | 0 |  | 0 |  | 0 |  | 0 |  | 0 |  |  | 0 | 0 | 0 |  |  | 0 | 0 | 0 | 0 | 0 | 0 | 0 | 0 | 0 | 0 | 0 | 0 | 0 | 0 | 0 | 0 | 0 | 0 | 0 | 0 | 0
0 | 0 |  |  |  | 0 | [11 empty] | 0 | 0 |  | 0 |  | 0 | [5 empty] | 0 |  | 0 |  | 0 |  | 0 |  | 0 |  | 0 |  | 0 |  | 0 |  |  | 0 | 0 | 0 |  |  | 0 | 0 | 0 | 0 | 0 | 0 | 0 | 0 | 0 | 0 | 0 | 0 | 0 | 0 | 0 | 0 | 0 | 0 | 0 | 0 | 0
0 | 0 |  |  |  | 0 | [11 empty] | 0 | 0 |  | 0 |  | 0 | [5 empty] | 0 |  | 0 |  | 0 |  | 0 |  | 0 |  | 0 |  | 0 |  | 0 |  |  | 0 | 0 | 0 |  |  | 0 | 0 | 0 | 0 | 0 | 0 | 0 | 0 | 0 | 0 | 0 | 0 | 0 | 0 | 0 | 0 | 0 | 0 | 0 | 0 | 0
0 | 0 |  |  |  | 0 | [11 empty] | 0 | 0 |  | 0 |  | 0 | [5 empty] | 0 |  | 0 |  | 0 |  | 0 |  | 0 |  | 0 |  | 0 |  | 0 |  |  | 0 | 0 | 0 |  |  | 0 | 0 | 0 | 0 | 0 | 0 | 0 | 0 | 0 | 0 | 0 | 0 | 0 | 0 | 0 | 0 | 0 | 0 | 0 | 0 | 0
0 | 0 |  |  |  | 0 | [11 empty] | 0 | 0 |  | 0 |  | 0 | [5 empty] | 0 |  | 0 |  | 0 |  | 0 |  | 0 |  | 0 |  | 0 |  | 0 |  |  | 0 | 0 | 0 |  |  | 0 | 0 | 0 | 0 | 0 | 0 | 0 | 0 | 0 | 0 | 0 | 0 | 0 | 0 | 0 | 0 | 0 | 0 | 0 | 0 | 0
0 | 0 |  |  |  | 0 | [11 empty] | 0 | 0 |  | 0 |  | 0 | [5 empty] | 0 |  | 0 |  | 0 |  | 0 |  | 0 |  | 0 |  | 0 |  | 0 |  |  | 0 | 0 | 0 |  |  | 0 | 0 | 0 | 0 | 0 | 0 | 0 | 0 | 0 | 0 | 0 | 0 | 0 | 0 | 0 | 0 | 0 | 0 | 0 | 0 | 0
0 | 0 |  |  |  | 0 | [11 empty] | 0 | 0 |  | 0 |  | 0 | [5 empty] | 0 |  | 0 |  | 0 |  | 0 |  | 0 |  | 0 |  | 0 |  | 0 |  |  | 0 | 0 | 0 |  |  | 0 | 0 | 0 | 0 | 0 | 0 | 0 | 0 | 0 | 0 | 0 | 0 | 0 | 0 | 0 | 0 | 0 | 0 | 0 | 0 | 0
0 | 0 |  |  |  | 0 | [11 empty] | 0 | 0 |  | 0 |  | 0 | [5 empty] | 0 |  | 0 |  | 0 |  | 0 |  | 0 |  | 0 |  | 0 |  | 0 |  |  | 0 | 0 | 0 |  |  | 0 | 0 | 0 | 0 | 0 | 0 | 0 | 0 | 0 | 0 | 0 | 0 | 0 | 0 | 0 | 0 | 0 | 0 | 0 | 0 | 0
0 | 0 |  |  |  | 0 | [11 empty] | 0 | 0 |  | 0 |  | 0 | [5 empty] | 0 |  | 0 |  | 0 |  | 0 |  | 0 |  | 0 |  | 0 |  | 0 |  |  | 0 | 0 | 0 |  |  | 0 | 0 | 0 | 0 | 0 | 0 | 0 | 0 | 0 | 0 | 0 | 0 | 0 | 0 | 0 | 0 | 0 | 0 | 0 | 0 | 0
0 | 0 |  |  |  | 0 | [11 empty] | 0 | 0 |  | 0 |  | 0 | [5 empty] | 0 |  | 0 |  | 0 |  | 0 |  | 0 |  | 0 |  | 0 |  | 0 |  |  | 0 | 0 | 0 |  |  | 0 | 0 | 0 | 0 | 0 | 0 | 0 | 0 | 0 | 0 | 0 | 0 | 0 | 0 | 0 | 0 | 0 | 0 | 0 | 0 | 0
0 | 0 |  |  |  | 0 | [11 empty] | 0 | 0 |  | 0 |  | 0 | [5 empty] | 0 |  | 0 |  | 0 |  | 0 |  | 0 |  | 0 |  | 0 |  | 0 |  |  | 0 | 0 | 0 |  |  | 0 | 0 | 0 | 0 | 0 | 0 | 0 | 0 | 0 | 0 | 0 | 0 | 0 | 0 | 0 | 0 | 0 | 0 | 0 | 0 | 0
0 | 0 |  |  |  | 0 | [11 empty] | 0 | 0 |  | 0 |  | 0 | [5 empty] | 0 |  | 0 |  | 0 |  | 0 |  | 0 |  | 0 |  | 0 |  | 0 |  |  | 0 | 0 | 0 |  |  | 0 | 0 | 0 | 0 | 0 | 0 | 0 | 0 | 0 | 0 | 0 | 0 | 0 | 0 | 0 | 0 | 0 | 0 | 0 | 0 | 0
0 | 0 |  |  |  | 0 | [11 empty] | 0 | 0 |  | 0 |  | 0 | [5 empty] | 0 |  | 0 |  | 0 |  | 0 |  | 0 |  | 0 |  | 0 |  | 0 |  |  | 0 | 0 | 0 |  |  | 0 | 0 | 0 | 0 | 0 | 0 | 0 | 0 | 0 | 0 | 0 | 0 | 0 | 0 | 0 | 0 | 0 | 0 | 0 | 0 | 0
0
[6 empty] | END |  | Total Price for Schedule 15 | [9 empty] | 0 |  | 0 |  | 0 | Baht |  | Baht |  | Baht |  | Baht |  | Baht |  |  | 0 | Baht |  | Baht |  | Baht |  | Baht |  |  |  |  | Baht | Baht |  |  | Baht | Baht | Baht | Baht | Baht | Baht | Baht | Baht | Baht | Baht | Baht | Baht | Baht | Baht | Baht | Baht | Baht | Baht | Baht | Baht | Baht | bar: 79 to 81
[18 empty] | 0 |  | 0 |  | 0 | [5 empty] | 0 |  | 0 |  | 0 |  | 0 |  | 0 |  | 0 |  | 0 |  | 0 |  |  |  | 0 | 0 |  |  | 0 | 0 | 0 | 0 | 0 | 0 | 0 | 0 | 0 | 0 | 0 | 0 | 0 | 0 | 0 | 0 | 0 | 0 | 0 | 0 | 0 | bar: 79 to 81
[18 empty] | 0 |  | 0 |  | 0 | [11 empty] | 0 | bar: 79 to 81
[18 empty] | 0 |  | 0 |  | 0 | [11 empty] | 0 | bar: 79 to 81
[18 empty] | 0 |  | 0 |  | 0 | [11 empty] | 0
[18 empty] | 0 |  | 0 |  | 0 | [11 empty] | 0
[18 empty] | 0 |  | 0 |  | 0 | [11 empty] | 0
[18 empty] | 0 |  | 0 |  | 0 | [11 empty] | 0
000000000000000000000000000000000000000
0000000000000000000000000000000000000000
000000000000000000000
[8 empty] | 0 | 0 |  |  |  |  | 0000000000000000000000000000000000000000000000000000000000000000000000000000000000000000000000000000
[8 empty] | 0 | 0
[8 empty] | 0 | 0
[8 empty] | 0 | 0
[8 empty] | 0 | 0
[8 empty] | 0 | 0
[8 empty] | 0 | 0
[8 empty] | 0 | 0
[8 empty] | 0 | 0
[8 empty] | 0 | 0
[8 empty] | 0 | 0
[8 empty] | 0 | 0
[8 empty] | 0 | 0
[8 empty] | 0 | 0
[8 empty] | 0 | 0
[8 empty] | 0 | 0
[8 empty] | 0 | 0
[8 empty] | 0 | 0
[8 empty] | 0 | 0
[8 empty] | 0 | 0
[8 empty] | 0 | 0
[8 empty] | 0 | 0
[8 empty] | 0 | 0
[8 empty] | 0 | 0
[8 empty] | 0 | 0
[8 empty] | 0 | 0
[8 empty] | 0 | 0
[8 empty] | 0 | 0
[8 empty] | 0 | 0
[8 empty] | 0 | 0
[8 empty] | 0 | 0
[8 empty] | 0 | 0
[8 empty] | 0 | 0
[8 empty] | 0 | 0
[8 empty] | 0 | 0
[8 empty] | 0 | 0
[8 empty] | 0 | 0
[8 empty] | 0 | 0
[8 empty] | 0 | 0
[8 empty] | 0 | 0
[8 empty] | 0 | 0
[8 empty] | 0 | 0
[8 empty] | 0 | 0
[8 empty] | 0 | 0
[8 empty] | 0 | 0
[8 empty] | 0 | 0
[8 empty] | 0 | 0
[8 empty] | 0 | 0
[8 empty] | 0 | 0
[8 empty] | 0 | 0
[8 empty] | 0 | 0
[8 empty] | 0 | 0
[8 empty] | 0 | 0
[8 empty] | 0 | 0
[8 empty] | 0 | 0
[8 empty] | 0 | 0
[8 empty] | 0 | 0
[8 empty] | 0 | 0
[8 empty] | 0 | 0
[8 empty] | 0 | 0
[8 empty] | 0 | 0
[8 empty] | 0 | 0
[8 empty] | 0 | 0
[8 empty] | 0 | 0
[8 empty] | 0 | 0
[8 empty] | 0 | 0
[8 empty] | 0 | 0
[8 empty] | 0 | 0
[8 empty] | 0 | 0
[8 empty] | 0 | 0
[8 empty] | 0 | 0
[8 empty] | 0 | 0
[8 empty] | 0 | 0
[8 empty] | 0 | 0
[8 empty] | 0 | 0
[8 empty] | 0 | 0
[8 empty] | 0 | 0
[8 empty] | 0 | 0
[8 empty] | 0 | 0
[8 empty] | 0 | 0
[8 empty] | 0 | 0
[8 empty] | 0 | 0
[8 empty] | 0 | 0
[8 empty] | 0 | 0
[8 empty] | 0 | 0
[8 empty] | 0 | 0
[8 empty] | 0 | 0
[8 empty] | 0 | 0
[8 empty] | 0 | 0
[8 empty] | 0 | 0
[8 empty] | 0 | 0
[8 empty] | 0 | 0
[8 empty] | 0 | 0
[8 empty] | 0 | 0
[8 empty] | 0 | 0
[8 empty] | 0 | 0
[8 empty] | 0 | 0
[8 empty] | 0 | 0
[8 empty] | 0 | 0
[8 empty] | 0 | 0

## _breakdown price (hidden)
INVITATION TO BID NO. TIEC-CR-13
Schedule 1 :
[8 empty] | Breakdown Price………….. | [68 empty] | 79 | 80 | 81 | 82 | 83 | 84 | 85 | 86 | 87 | 88 | 89 | 90 | 91 | 92 | 93 | 94 | 95 | 96 | 97 | 98 | 99 | 100 | 101 | 102 | 103 | 104 | 105 | 106 | 107 | 108 | 109 | 110 | 111 | 112 | 113 | 114 | 115 | 116 | 117 | 118 | 119 | 120 | 121 | 122 | 123 | 124 | 125 | 126 | 127 | 128
[8 empty] | SUPPLY OF CONTROL AND PROTECTION EQUIPMENT | [62 empty] | 72 | 73 | 75 | 76 | 77 | 78 | 82: Breakdown per Item :
[8 empty] | TRANSMISSION SYSTEM IMPROVEMENT PROJECT IN NORTHEASTERN, LOWER NORTHERN, CENTRAL REGIONS AND BANGKOK AREA TO ENHANCE SYSTEM SECURITY | [68 empty] | 82: Schedule :
System :
Job No. | Substation | Delivery Required by EGAT |  |  |  | Material group | Code No. | Item No. | Description | Short Description | Drawing No. / Reference No. | Qty. | Unit | Currency | Supply of Equipment |  |  |  | Supply of Equipment |  | Supply of Equipment |  | Supply of Equipment |  |  |  | Supply of Equipment |  | Supply of Equipment |  | Supply of Equipment |  | Foreign Currency |  | Local Currency |  | Local Transportation |  | Local Transportation, Construction and Installation |  | Purchase Price Offered for Dismantled Equipment |  | Plant |  | UOM | [25 empty] | Irrelevant | Incoterm | Account Assignment | Cost Object | Fund Center |  | 105: CFR Thai Port; 107: CIF Thai Port; 109: DDP EGAT 's Store; 111: Local Transportation; 113: Custom Clearance; 115: DDP EGAT 's Store; 117: Ex-works Price; 119: Local Transportation; 121: Foreign Currency; 123: Local Currency; 125: Local Transportation to EGAT 's Store; 127: Local Transportation, Construction and Installation | Long Description | Short Description
|  | (with in months after receipt of the notification of award) | [12 empty] | Foreign Supply |  |  |  | Foreign Supply |  | Foreign Supply |  | Foreign Supply | [5 empty] | Local Supply |  | Local Supply | [16 empty] | Preference | % Import Duty | Preference | CFR Price | CIF Price | Foreign Currency | Ex-works Price | Local Currency | Local Transportation | Local Transportation, | Marine Insurance Price | Customs Clearance | Import Duty Price | VAT for Imported Equipment | VAT for Import Duty | VAT for | VAT for Ex-works Price | VAT for | VAT for | VAT for Transportation, Construction and Installation | Foreign | Local | Evaluation Price | [6 empty] | 115: ( excluding VAT ); 117: ( excluding VAT )
[5 empty] | Completion Date | [9 empty] | FOB Vessel | Cost of | CFR Thai Port |  | CIF Thai Port |  | DDP EGAT 's Store |  | Local Transportation |  | Custom Clearance |  | DDP EGAT 's Store |  | Ex-works Price |  | Local Transportation | [12 empty] | Breakdown tab |  | Proposed Price | Evaluation Price | Status | [7 empty] | to EGAT 's Store | Construction and | [5 empty] | Foreign Currency |  | Local Currency | Local Transportation |  | Price Adjustment | Price Adjustment | [7 empty] | 104: Incoterm; 105: CFR; 107: CIF; 109: DDP; 111: ZTF; 113: ZCC; 115: DDP; 117: EXW; 119: ZTL; 125: ZTT; 127: ZCN
|  | CFR Thai Port | DDP or EGAT's Store | Ex-works | [11 empty] | Transportation | [10 empty] | ( excluding VAT ) |  | ( excluding VAT ) |  | ( excluding VAT ) |  |  |  | ( excluding VAT ) |  | ( excluding VAT ) |  | ( excluding VAT ) |  | ( including VAT ) | [15 empty] | Installation | [%Insure(110%(CFR))] | [%Custom(CIF)] | [%Import Duty(CIF)] | [ %VAT(CFR/CIF) ] | [ %VAT( Import Duty) ] | [ %VAT(Foreign Currency) ] | [ %VAT(Ex-works Price) ] | [ %VAT(Local Currency) ] | to EGAT 's Store | [10 empty] | 104: Material group; 111: SV-TRN-MT; 113: SV-CTM; 119: SV-TRN-MT; 125: SV-TRN-MT; 127: SV-CVL
[16 empty] | to Thai Port | [6 empty] | Baht |  | Baht |  | Baht |  | Baht |  | Baht |  |  |  | Baht |  | Baht |  | Baht |  | Baht |  |  |  |  | Baht | Baht |  |  | Baht | Baht | Baht | Baht | Baht | Baht | Baht | Baht | Baht | Baht | Baht | Baht | Baht | Baht | Baht | Baht | Baht | Baht | Baht | Baht | Baht
|  | (month) | (month) | (month) | (month) | [9 empty] | Unit Price | Unit Price | Unit Price | Amount | Unit Price | Amount | Unit Price | Amount | Unit Price | Amount | Unit Price | Amount | Unit Price | Amount | Unit Price | Amount | Unit Price | Amount | Unit Price | Amount | Unit Price | Amount | Unit Price | Amount | Unit Price | Amount | Unit Price | Amount | [5 empty] | (Y/N) | (IPDTY) | (PRF) | (CFR) | (CIF) | (FC) | (EW) | (LC) | (LT) | (TCI) | (MI) | (CC) | ( IDP) | (VATIE) | (VATID) | (VATFC) | (VATEW) | (VATLC) | (VATLT) | (VATTCI) | (FPA) | (LPA) | (EVAPR)
0 | 0 |  |  |  | 0 | [11 empty] | 0 | 0 |  | 0 |  | 0 | [5 empty] | 0 |  | 0 |  | 0 |  | 0 |  | 0 |  | 0 |  | 0 |  | 0 |  |  | 0 | 0 | 0 |  |  | 0 | 0 | 0 | 0 | 0 | 0 | 0 | 0 | 0 | 0 | 0 | 0 | 0 | 0 | 0 | 0 | 0 | 0 | 0 | 0 | 0
0 | 0 |  |  |  | 0 | [11 empty] | 0 | 0 |  | 0 |  | 0 | [5 empty] | 0 |  | 0 |  | 0 |  | 0 |  | 0 |  | 0 |  | 0 |  | 0 |  |  | 0 | 0 | 0 |  |  | 0 | 0 | 0 | 0 | 0 | 0 | 0 | 0 | 0 | 0 | 0 | 0 | 0 | 0 | 0 | 0 | 0 | 0 | 0 | 0 | 0
0 | 0 |  |  |  | 0 | [11 empty] | 0 | 0 |  | 0 |  | 0 | [5 empty] | 0 |  | 0 |  | 0 |  | 0 |  | 0 |  | 0 |  | 0 |  | 0 |  |  | 0 | 0 | 0 |  |  | 0 | 0 | 0 | 0 | 0 | 0 | 0 | 0 | 0 | 0 | 0 | 0 | 0 | 0 | 0 | 0 | 0 | 0 | 0 | 0 | 0
0 | 0 |  |  |  | 0 | [11 empty] | 0 | 0 |  | 0 |  | 0 | [5 empty] | 0 |  | 0 |  | 0 |  | 0 |  | 0 |  | 0 |  | 0 |  | 0 |  |  | 0 | 0 | 0 |  |  | 0 | 0 | 0 | 0 | 0 | 0 | 0 | 0 | 0 | 0 | 0 | 0 | 0 | 0 | 0 | 0 | 0 | 0 | 0 | 0 | 0
0 | 0 |  |  |  | 0 | [11 empty] | 0 | 0 |  | 0 |  | 0 | [5 empty] | 0 |  | 0 |  | 0 |  | 0 |  | 0 |  | 0 |  | 0 |  | 0 |  |  | 0 | 0 | 0 |  |  | 0 | 0 | 0 | 0 | 0 | 0 | 0 | 0 | 0 | 0 | 0 | 0 | 0 | 0 | 0 | 0 | 0 | 0 | 0 | 0 | 0
0 | 0 |  |  |  | 0 | [11 empty] | 0 | 0 |  | 0 |  | 0 | [5 empty] | 0 |  | 0 |  | 0 |  | 0 |  | 0 |  | 0 |  | 0 |  | 0 |  |  | 0 | 0 | 0 |  |  | 0 | 0 | 0 | 0 | 0 | 0 | 0 | 0 | 0 | 0 | 0 | 0 | 0 | 0 | 0 | 0 | 0 | 0 | 0 | 0 | 0
0 | 0 |  |  |  | 0 | [11 empty] | 0 | 0 |  | 0 |  | 0 | [5 empty] | 0 |  | 0 |  | 0 |  | 0 |  | 0 |  | 0 |  | 0 |  | 0 |  |  | 0 | 0 | 0 |  |  | 0 | 0 | 0 | 0 | 0 | 0 | 0 | 0 | 0 | 0 | 0 | 0 | 0 | 0 | 0 | 0 | 0 | 0 | 0 | 0 | 0
0 | 0 |  |  |  | 0 | [11 empty] | 0 | 0 |  | 0 |  | 0 | [5 empty] | 0 |  | 0 |  | 0 |  | 0 |  | 0 |  | 0 |  | 0 |  | 0 |  |  | 0 | 0 | 0 |  |  | 0 | 0 | 0 | 0 | 0 | 0 | 0 | 0 | 0 | 0 | 0 | 0 | 0 | 0 | 0 | 0 | 0 | 0 | 0 | 0 | 0
0 | 0 |  |  |  | 0 | [11 empty] | 0 | 0 |  | 0 |  | 0 | [5 empty] | 0 |  | 0 |  | 0 |  | 0 |  | 0 |  | 0 |  | 0 |  | 0 |  |  | 0 | 0 | 0 |  |  | 0 | 0 | 0 | 0 | 0 | 0 | 0 | 0 | 0 | 0 | 0 | 0 | 0 | 0 | 0 | 0 | 0 | 0 | 0 | 0 | 0
0 | 0 |  |  |  | 0 | [11 empty] | 0 | 0 |  | 0 |  | 0 | [5 empty] | 0 |  | 0 |  | 0 |  | 0 |  | 0 |  | 0 |  | 0 |  | 0 |  |  | 0 | 0 | 0 |  |  | 0 | 0 | 0 | 0 | 0 | 0 | 0 | 0 | 0 | 0 | 0 | 0 | 0 | 0 | 0 | 0 | 0 | 0 | 0 | 0 | 0
0 | 0 |  |  |  | 0 | [11 empty] | 0 | 0 |  | 0 |  | 0 | [5 empty] | 0 |  | 0 |  | 0 |  | 0 |  | 0 |  | 0 |  | 0 |  | 0 |  |  | 0 | 0 | 0 |  |  | 0 | 0 | 0 | 0 | 0 | 0 | 0 | 0 | 0 | 0 | 0 | 0 | 0 | 0 | 0 | 0 | 0 | 0 | 0 | 0 | 0
0 | 0 |  |  |  | 0 | [11 empty] | 0 | 0 |  | 0 |  | 0 | [5 empty] | 0 |  | 0 |  | 0 |  | 0 |  | 0 |  | 0 |  | 0 |  | 0 |  |  | 0 | 0 | 0 |  |  | 0 | 0 | 0 | 0 | 0 | 0 | 0 | 0 | 0 | 0 | 0 | 0 | 0 | 0 | 0 | 0 | 0 | 0 | 0 | 0 | 0
0 | 0 |  |  |  | 0 | [11 empty] | 0 | 0 |  | 0 |  | 0 | [5 empty] | 0 |  | 0 |  | 0 |  | 0 |  | 0 |  | 0 |  | 0 |  | 0 |  |  | 0 | 0 | 0 |  |  | 0 | 0 | 0 | 0 | 0 | 0 | 0 | 0 | 0 | 0 | 0 | 0 | 0 | 0 | 0 | 0 | 0 | 0 | 0 | 0 | 0
0 | 0 |  |  |  | 0 | [11 empty] | 0 | 0 |  | 0 |  | 0 | [5 empty] | 0 |  | 0 |  | 0 |  | 0 |  | 0 |  | 0 |  | 0 |  | 0 |  |  | 0 | 0 | 0 |  |  | 0 | 0 | 0 | 0 | 0 | 0 | 0 | 0 | 0 | 0 | 0 | 0 | 0 | 0 | 0 | 0 | 0 | 0 | 0 | 0 | 0
0 | 0 |  |  |  | 0 | [11 empty] | 0 | 0 |  | 0 |  | 0 | [5 empty] | 0 |  | 0 |  | 0 |  | 0 |  | 0 |  | 0 |  | 0 |  | 0 |  |  | 0 | 0 | 0 |  |  | 0 | 0 | 0 | 0 | 0 | 0 | 0 | 0 | 0 | 0 | 0 | 0 | 0 | 0 | 0 | 0 | 0 | 0 | 0 | 0 | 0
0 | 0 |  |  |  | 0 | [11 empty] | 0 | 0 |  | 0 |  | 0 | [5 empty] | 0 |  | 0 |  | 0 |  | 0 |  | 0 |  | 0 |  | 0 |  | 0 |  |  | 0 | 0 | 0 |  |  | 0 | 0 | 0 | 0 | 0 | 0 | 0 | 0 | 0 | 0 | 0 | 0 | 0 | 0 | 0 | 0 | 0 | 0 | 0 | 0 | 0
0 | 0 |  |  |  | 0 | [11 empty] | 0 | 0 |  | 0 |  | 0 | [5 empty] | 0 |  | 0 |  | 0 |  | 0 |  | 0 |  | 0 |  | 0 |  | 0 |  |  | 0 | 0 | 0 |  |  | 0 | 0 | 0 | 0 | 0 | 0 | 0 | 0 | 0 | 0 | 0 | 0 | 0 | 0 | 0 | 0 | 0 | 0 | 0 | 0 | 0
0 | 0 |  |  |  | 0 | [11 empty] | 0 | 0 |  | 0 |  | 0 | [5 empty] | 0 |  | 0 |  | 0 |  | 0 |  | 0 |  | 0 |  | 0 |  | 0 |  |  | 0 | 0 | 0 |  |  | 0 | 0 | 0 | 0 | 0 | 0 | 0 | 0 | 0 | 0 | 0 | 0 | 0 | 0 | 0 | 0 | 0 | 0 | 0 | 0 | 0
0 | 0 |  |  |  | 0 | [11 empty] | 0 | 0 |  | 0 |  | 0 | [5 empty] | 0 |  | 0 |  | 0 |  | 0 |  | 0 |  | 0 |  | 0 |  | 0 |  |  | 0 | 0 | 0 |  |  | 0 | 0 | 0 | 0 | 0 | 0 | 0 | 0 | 0 | 0 | 0 | 0 | 0 | 0 | 0 | 0 | 0 | 0 | 0 | 0 | 0
0 | 0 |  |  |  | 0 | [11 empty] | 0 | 0 |  | 0 |  | 0 | [5 empty] | 0 |  | 0 |  | 0 |  | 0 |  | 0 |  | 0 |  | 0 |  | 0 |  |  | 0 | 0 | 0 |  |  | 0 | 0 | 0 | 0 | 0 | 0 | 0 | 0 | 0 | 0 | 0 | 0 | 0 | 0 | 0 | 0 | 0 | 0 | 0 | 0 | 0
0 | 0 |  |  |  | 0 | [11 empty] | 0 | 0 |  | 0 |  | 0 | [5 empty] | 0 |  | 0 |  | 0 |  | 0 |  | 0 |  | 0 |  | 0 |  | 0 |  |  | 0 | 0 | 0 |  |  | 0 | 0 | 0 | 0 | 0 | 0 | 0 | 0 | 0 | 0 | 0 | 0 | 0 | 0 | 0 | 0 | 0 | 0 | 0 | 0 | 0
0 | 0 |  |  |  | 0 | [11 empty] | 0 | 0 |  | 0 |  | 0 | [5 empty] | 0 |  | 0 |  | 0 |  | 0 |  | 0 |  | 0 |  | 0 |  | 0 |  |  | 0 | 0 | 0 |  |  | 0 | 0 | 0 | 0 | 0 | 0 | 0 | 0 | 0 | 0 | 0 | 0 | 0 | 0 | 0 | 0 | 0 | 0 | 0 | 0 | 0
0 | 0 |  |  |  | 0 | [11 empty] | 0 | 0 |  | 0 |  | 0 | [5 empty] | 0 |  | 0 |  | 0 |  | 0 |  | 0 |  | 0 |  | 0 |  | 0 |  |  | 0 | 0 | 0 |  |  | 0 | 0 | 0 | 0 | 0 | 0 | 0 | 0 | 0 | 0 | 0 | 0 | 0 | 0 | 0 | 0 | 0 | 0 | 0 | 0 | 0
0 | 0 |  |  |  | 0 | [11 empty] | 0 | 0 |  | 0 |  | 0 | [5 empty] | 0 |  | 0 |  | 0 |  | 0 |  | 0 |  | 0 |  | 0 |  | 0 |  |  | 0 | 0 | 0 |  |  | 0 | 0 | 0 | 0 | 0 | 0 | 0 | 0 | 0 | 0 | 0 | 0 | 0 | 0 | 0 | 0 | 0 | 0 | 0 | 0 | 0
0 | 0 |  |  |  | 0 | [11 empty] | 0 | 0 |  | 0 |  | 0 | [5 empty] | 0 |  | 0 |  | 0 |  | 0 |  | 0 |  | 0 |  | 0 |  | 0 |  |  | 0 | 0 | 0 |  |  | 0 | 0 | 0 | 0 | 0 | 0 | 0 | 0 | 0 | 0 | 0 | 0 | 0 | 0 | 0 | 0 | 0 | 0 | 0 | 0 | 0
0 | 0 |  |  |  | 0 | [11 empty] | 0 | 0 |  | 0 |  | 0 | [5 empty] | 0 |  | 0 |  | 0 |  | 0 |  | 0 |  | 0 |  | 0 |  | 0 |  |  | 0 | 0 | 0 |  |  | 0 | 0 | 0 | 0 | 0 | 0 | 0 | 0 | 0 | 0 | 0 | 0 | 0 | 0 | 0 | 0 | 0 | 0 | 0 | 0 | 0
0 | 0 |  |  |  | 0 | [11 empty] | 0 | 0 |  | 0 |  | 0 | [5 empty] | 0 |  | 0 |  | 0 |  | 0 |  | 0 |  | 0 |  | 0 |  | 0 |  |  | 0 | 0 | 0 |  |  | 0 | 0 | 0 | 0 | 0 | 0 | 0 | 0 | 0 | 0 | 0 | 0 | 0 | 0 | 0 | 0 | 0 | 0 | 0 | 0 | 0
0 | 0 |  |  |  | 0 | [11 empty] | 0 | 0 |  | 0 |  | 0 | [5 empty] | 0 |  | 0 |  | 0 |  | 0 |  | 0 |  | 0 |  | 0 |  | 0 |  |  | 0 | 0 | 0 |  |  | 0 | 0 | 0 | 0 | 0 | 0 | 0 | 0 | 0 | 0 | 0 | 0 | 0 | 0 | 0 | 0 | 0 | 0 | 0 | 0 | 0
0 | 0 |  |  |  | 0 | [11 empty] | 0 | 0 |  | 0 |  | 0 | [5 empty] | 0 |  | 0 |  | 0 |  | 0 |  | 0 |  | 0 |  | 0 |  | 0 |  |  | 0 | 0 | 0 |  |  | 0 | 0 | 0 | 0 | 0 | 0 | 0 | 0 | 0 | 0 | 0 | 0 | 0 | 0 | 0 | 0 | 0 | 0 | 0 | 0 | 0
0 | 0 |  |  |  | 0 | [11 empty] | 0 | 0 |  | 0 |  | 0 | [5 empty] | 0 |  | 0 |  | 0 |  | 0 |  | 0 |  | 0 |  | 0 |  | 0 |  |  | 0 | 0 | 0 |  |  | 0 | 0 | 0 | 0 | 0 | 0 | 0 | 0 | 0 | 0 | 0 | 0 | 0 | 0 | 0 | 0 | 0 | 0 | 0 | 0 | 0
0 | 0 |  |  |  | 0 | [11 empty] | 0 | 0 |  | 0 |  | 0 | [5 empty] | 0 |  | 0 |  | 0 |  | 0 |  | 0 |  | 0 |  | 0 |  | 0 |  |  | 0 | 0 | 0 |  |  | 0 | 0 | 0 | 0 | 0 | 0 | 0 | 0 | 0 | 0 | 0 | 0 | 0 | 0 | 0 | 0 | 0 | 0 | 0 | 0 | 0
0 | 0 |  |  |  | 0 | [11 empty] | 0 | 0 |  | 0 |  | 0 | [5 empty] | 0 |  | 0 |  | 0 |  | 0 |  | 0 |  | 0 |  | 0 |  | 0 |  |  | 0 | 0 | 0 |  |  | 0 | 0 | 0 | 0 | 0 | 0 | 0 | 0 | 0 | 0 | 0 | 0 | 0 | 0 | 0 | 0 | 0 | 0 | 0 | 0 | 0
0 | 0 |  |  |  | 0 | [11 empty] | 0 | 0 |  | 0 |  | 0 | [5 empty] | 0 |  | 0 |  | 0 |  | 0 |  | 0 |  | 0 |  | 0 |  | 0 |  |  | 0 | 0 | 0 |  |  | 0 | 0 | 0 | 0 | 0 | 0 | 0 | 0 | 0 | 0 | 0 | 0 | 0 | 0 | 0 | 0 | 0 | 0 | 0 | 0 | 0
0 | 0 |  |  |  | 0 | [11 empty] | 0 | 0 |  | 0 |  | 0 | [5 empty] | 0 |  | 0 |  | 0 |  | 0 |  | 0 |  | 0 |  | 0 |  | 0 |  |  | 0 | 0 | 0 |  |  | 0 | 0 | 0 | 0 | 0 | 0 | 0 | 0 | 0 | 0 | 0 | 0 | 0 | 0 | 0 | 0 | 0 | 0 | 0 | 0 | 0
0 | 0 |  |  |  | 0 | [11 empty] | 0 | 0 |  | 0 |  | 0 | [5 empty] | 0 |  | 0 |  | 0 |  | 0 |  | 0 |  | 0 |  | 0 |  | 0 |  |  | 0 | 0 | 0 |  |  | 0 | 0 | 0 | 0 | 0 | 0 | 0 | 0 | 0 | 0 | 0 | 0 | 0 | 0 | 0 | 0 | 0 | 0 | 0 | 0 | 0
0 | 0 |  |  |  | 0 | [11 empty] | 0 | 0 |  | 0 |  | 0 | [5 empty] | 0 |  | 0 |  | 0 |  | 0 |  | 0 |  | 0 |  | 0 |  | 0 |  |  | 0 | 0 | 0 |  |  | 0 | 0 | 0 | 0 | 0 | 0 | 0 | 0 | 0 | 0 | 0 | 0 | 0 | 0 | 0 | 0 | 0 | 0 | 0 | 0 | 0
0 | 0 |  |  |  | 0 | [11 empty] | 0 | 0 |  | 0 |  | 0 | [5 empty] | 0 |  | 0 |  | 0 |  | 0 |  | 0 |  | 0 |  | 0 |  | 0 |  |  | 0 | 0 | 0 |  |  | 0 | 0 | 0 | 0 | 0 | 0 | 0 | 0 | 0 | 0 | 0 | 0 | 0 | 0 | 0 | 0 | 0 | 0 | 0 | 0 | 0
0 | 0 |  |  |  | 0 | [11 empty] | 0 | 0 |  | 0 |  | 0 | [5 empty] | 0 |  | 0 |  | 0 |  | 0 |  | 0 |  | 0 |  | 0 |  | 0 |  |  | 0 | 0 | 0 |  |  | 0 | 0 | 0 | 0 | 0 | 0 | 0 | 0 | 0 | 0 | 0 | 0 | 0 | 0 | 0 | 0 | 0 | 0 | 0 | 0 | 0
0 | 0 |  |  |  | 0 | [11 empty] | 0 | 0 |  | 0 |  | 0 | [5 empty] | 0 |  | 0 |  | 0 |  | 0 |  | 0 |  | 0 |  | 0 |  | 0 |  |  | 0 | 0 | 0 |  |  | 0 | 0 | 0 | 0 | 0 | 0 | 0 | 0 | 0 | 0 | 0 | 0 | 0 | 0 | 0 | 0 | 0 | 0 | 0 | 0 | 0
0 | 0 |  |  |  | 0 | [11 empty] | 0 | 0 |  | 0 |  | 0 | [5 empty] | 0 |  | 0 |  | 0 |  | 0 |  | 0 |  | 0 |  | 0 |  | 0 |  |  | 0 | 0 | 0 |  |  | 0 | 0 | 0 | 0 | 0 | 0 | 0 | 0 | 0 | 0 | 0 | 0 | 0 | 0 | 0 | 0 | 0 | 0 | 0 | 0 | 0
0 | 0 |  |  |  | 0 | [11 empty] | 0 | 0 |  | 0 |  | 0 | [5 empty] | 0 |  | 0 |  | 0 |  | 0 |  | 0 |  | 0 |  | 0 |  | 0 |  |  | 0 | 0 | 0 |  |  | 0 | 0 | 0 | 0 | 0 | 0 | 0 | 0 | 0 | 0 | 0 | 0 | 0 | 0 | 0 | 0 | 0 | 0 | 0 | 0 | 0
0 | 0 |  |  |  | 0 | [11 empty] | 0 | 0 |  | 0 |  | 0 | [5 empty] | 0 |  | 0 |  | 0 |  | 0 |  | 0 |  | 0 |  | 0 |  | 0 |  |  | 0 | 0 | 0 |  |  | 0 | 0 | 0 | 0 | 0 | 0 | 0 | 0 | 0 | 0 | 0 | 0 | 0 | 0 | 0 | 0 | 0 | 0 | 0 | 0 | 0
0 | 0 |  |  |  | 0 | [11 empty] | 0 | 0 |  | 0 |  | 0 | [5 empty] | 0 |  | 0 |  | 0 |  | 0 |  | 0 |  | 0 |  | 0 |  | 0 |  |  | 0 | 0 | 0 |  |  | 0 | 0 | 0 | 0 | 0 | 0 | 0 | 0 | 0 | 0 | 0 | 0 | 0 | 0 | 0 | 0 | 0 | 0 | 0 | 0 | 0
0 | 0 |  |  |  | 0 | [11 empty] | 0 | 0 |  | 0 |  | 0 | [5 empty] | 0 |  | 0 |  | 0 |  | 0 |  | 0 |  | 0 |  | 0 |  | 0 |  |  | 0 | 0 | 0 |  |  | 0 | 0 | 0 | 0 | 0 | 0 | 0 | 0 | 0 | 0 | 0 | 0 | 0 | 0 | 0 | 0 | 0 | 0 | 0 | 0 | 0
0 | 0 |  |  |  | 0 | [11 empty] | 0 | 0 |  | 0 |  | 0 | [5 empty] | 0 |  | 0 |  | 0 |  | 0 |  | 0 |  | 0 |  | 0 |  | 0 |  |  | 0 | 0 | 0 |  |  | 0 | 0 | 0 | 0 | 0 | 0 | 0 | 0 | 0 | 0 | 0 | 0 | 0 | 0 | 0 | 0 | 0 | 0 | 0 | 0 | 0
0 | 0 |  |  |  | 0 | [11 empty] | 0 | 0 |  | 0 |  | 0 | [5 empty] | 0 |  | 0 |  | 0 |  | 0 |  | 0 |  | 0 |  | 0 |  | 0 |  |  | 0 | 0 | 0 |  |  | 0 | 0 | 0 | 0 | 0 | 0 | 0 | 0 | 0 | 0 | 0 | 0 | 0 | 0 | 0 | 0 | 0 | 0 | 0 | 0 | 0
0 | 0 |  |  |  | 0 | [11 empty] | 0 | 0 |  | 0 |  | 0 | [5 empty] | 0 |  | 0 |  | 0 |  | 0 |  | 0 |  | 0 |  | 0 |  | 0 |  |  | 0 | 0 | 0 |  |  | 0 | 0 | 0 | 0 | 0 | 0 | 0 | 0 | 0 | 0 | 0 | 0 | 0 | 0 | 0 | 0 | 0 | 0 | 0 | 0 | 0
0 | 0 |  |  |  | 0 | [11 empty] | 0 | 0 |  | 0 |  | 0 | [5 empty] | 0 |  | 0 |  | 0 |  | 0 |  | 0 |  | 0 |  | 0 |  | 0 |  |  | 0 | 0 | 0 |  |  | 0 | 0 | 0 | 0 | 0 | 0 | 0 | 0 | 0 | 0 | 0 | 0 | 0 | 0 | 0 | 0 | 0 | 0 | 0 | 0 | 0
0 | 0 |  |  |  | 0 | [11 empty] | 0 | 0 |  | 0 |  | 0 | [5 empty] | 0 |  | 0 |  | 0 |  | 0 |  | 0 |  | 0 |  | 0 |  | 0 |  |  | 0 | 0 | 0 |  |  | 0 | 0 | 0 | 0 | 0 | 0 | 0 | 0 | 0 | 0 | 0 | 0 | 0 | 0 | 0 | 0 | 0 | 0 | 0 | 0 | 0
0 | 0 |  |  |  | 0 | [11 empty] | 0 | 0 |  | 0 |  | 0 | [5 empty] | 0 |  | 0 |  | 0 |  | 0 |  | 0 |  | 0 |  | 0 |  | 0 |  |  | 0 | 0 | 0 |  |  | 0 | 0 | 0 | 0 | 0 | 0 | 0 | 0 | 0 | 0 | 0 | 0 | 0 | 0 | 0 | 0 | 0 | 0 | 0 | 0 | 0
0 | 0 |  |  |  | 0 | [11 empty] | 0 | 0 |  | 0 |  | 0 | [5 empty] | 0 |  | 0 |  | 0 |  | 0 |  | 0 |  | 0 |  | 0 |  | 0 |  |  | 0 | 0 | 0 |  |  | 0 | 0 | 0 | 0 | 0 | 0 | 0 | 0 | 0 | 0 | 0 | 0 | 0 | 0 | 0 | 0 | 0 | 0 | 0 | 0 | 0
0 | 0 |  |  |  | 0 | [11 empty] | 0 | 0 |  | 0 |  | 0 | [5 empty] | 0 |  | 0 |  | 0 |  | 0 |  | 0 |  | 0 |  | 0 |  | 0 |  |  | 0 | 0 | 0 |  |  | 0 | 0 | 0 | 0 | 0 | 0 | 0 | 0 | 0 | 0 | 0 | 0 | 0 | 0 | 0 | 0 | 0 | 0 | 0 | 0 | 0
0 | 0 |  |  |  | 0 | [11 empty] | 0 | 0 |  | 0 |  | 0 | [5 empty] | 0 |  | 0 |  | 0 |  | 0 |  | 0 |  | 0 |  | 0 |  | 0 |  |  | 0 | 0 | 0 |  |  | 0 | 0 | 0 | 0 | 0 | 0 | 0 | 0 | 0 | 0 | 0 | 0 | 0 | 0 | 0 | 0 | 0 | 0 | 0 | 0 | 0
0 | 0 |  |  |  | 0 | [11 empty] | 0 | 0 |  | 0 |  | 0 | [5 empty] | 0 |  | 0 |  | 0 |  | 0 |  | 0 |  | 0 |  | 0 |  | 0 |  |  | 0 | 0 | 0 |  |  | 0 | 0 | 0 | 0 | 0 | 0 | 0 | 0 | 0 | 0 | 0 | 0 | 0 | 0 | 0 | 0 | 0 | 0 | 0 | 0 | 0
0 | 0 |  |  |  | 0 | [11 empty] | 0 | 0 |  | 0 |  | 0 | [5 empty] | 0 |  | 0 |  | 0 |  | 0 |  | 0 |  | 0 |  | 0 |  | 0 |  |  | 0 | 0 | 0 |  |  | 0 | 0 | 0 | 0 | 0 | 0 | 0 | 0 | 0 | 0 | 0 | 0 | 0 | 0 | 0 | 0 | 0 | 0 | 0 | 0 | 0
0 | 0 |  |  |  | 0 | [11 empty] | 0 | 0 |  | 0 |  | 0 | [5 empty] | 0 |  | 0 |  | 0 |  | 0 |  | 0 |  | 0 |  | 0 |  | 0 |  |  | 0 | 0 | 0 |  |  | 0 | 0 | 0 | 0 | 0 | 0 | 0 | 0 | 0 | 0 | 0 | 0 | 0 | 0 | 0 | 0 | 0 | 0 | 0 | 0 | 0
0 | 0 |  |  |  | 0 | [11 empty] | 0 | 0 |  | 0 |  | 0 | [5 empty] | 0 |  | 0 |  | 0 |  | 0 |  | 0 |  | 0 |  | 0 |  | 0 |  |  | 0 | 0 | 0 |  |  | 0 | 0 | 0 | 0 | 0 | 0 | 0 | 0 | 0 | 0 | 0 | 0 | 0 | 0 | 0 | 0 | 0 | 0 | 0 | 0 | 0
0 | 0 |  |  |  | 0 | [11 empty] | 0 | 0 |  | 0 |  | 0 | [5 empty] | 0 |  | 0 |  | 0 |  | 0 |  | 0 |  | 0 |  | 0 |  | 0 |  |  | 0 | 0 | 0 |  |  | 0 | 0 | 0 | 0 | 0 | 0 | 0 | 0 | 0 | 0 | 0 | 0 | 0 | 0 | 0 | 0 | 0 | 0 | 0 | 0 | 0
0 | 0 |  |  |  | 0 | [11 empty] | 0 | 0 |  | 0 |  | 0 | [5 empty] | 0 |  | 0 |  | 0 |  | 0 |  | 0 |  | 0 |  | 0 |  | 0 |  |  | 0 | 0 | 0 |  |  | 0 | 0 | 0 | 0 | 0 | 0 | 0 | 0 | 0 | 0 | 0 | 0 | 0 | 0 | 0 | 0 | 0 | 0 | 0 | 0 | 0
0 | 0 |  |  |  | 0 | [11 empty] | 0 | 0 |  | 0 |  | 0 | [5 empty] | 0 |  | 0 |  | 0 |  | 0 |  | 0 |  | 0 |  | 0 |  | 0 |  |  | 0 | 0 | 0 |  |  | 0 | 0 | 0 | 0 | 0 | 0 | 0 | 0 | 0 | 0 | 0 | 0 | 0 | 0 | 0 | 0 | 0 | 0 | 0 | 0 | 0
0 | 0 |  |  |  | 0 | [11 empty] | 0 | 0 |  | 0 |  | 0 | [5 empty] | 0 |  | 0 |  | 0 |  | 0 |  | 0 |  | 0 |  | 0 |  | 0 |  |  | 0 | 0 | 0 |  |  | 0 | 0 | 0 | 0 | 0 | 0 | 0 | 0 | 0 | 0 | 0 | 0 | 0 | 0 | 0 | 0 | 0 | 0 | 0 | 0 | 0
0 | 0 |  |  |  | 0 | [11 empty] | 0 | 0 |  | 0 |  | 0 | [5 empty] | 0 |  | 0 |  | 0 |  | 0 |  | 0 |  | 0 |  | 0 |  | 0 |  |  | 0 | 0 | 0 |  |  | 0 | 0 | 0 | 0 | 0 | 0 | 0 | 0 | 0 | 0 | 0 | 0 | 0 | 0 | 0 | 0 | 0 | 0 | 0 | 0 | 0
0 | 0 |  |  |  | 0 | [11 empty] | 0 | 0 |  | 0 |  | 0 | [5 empty] | 0 |  | 0 |  | 0 |  | 0 |  | 0 |  | 0 |  | 0 |  | 0 |  |  | 0 | 0 | 0 |  |  | 0 | 0 | 0 | 0 | 0 | 0 | 0 | 0 | 0 | 0 | 0 | 0 | 0 | 0 | 0 | 0 | 0 | 0 | 0 | 0 | 0
0 | 0 |  |  |  | 0 | [11 empty] | 0 | 0 |  | 0 |  | 0 | [5 empty] | 0 |  | 0 |  | 0 |  | 0 |  | 0 |  | 0 |  | 0 |  | 0 |  |  | 0 | 0 | 0 |  |  | 0 | 0 | 0 | 0 | 0 | 0 | 0 | 0 | 0 | 0 | 0 | 0 | 0 | 0 | 0 | 0 | 0 | 0 | 0 | 0 | 0
0 | 0 |  |  |  | 0 | [11 empty] | 0 | 0 |  | 0 |  | 0 | [5 empty] | 0 |  | 0 |  | 0 |  | 0 |  | 0 |  | 0 |  | 0 |  | 0 |  |  | 0 | 0 | 0 |  |  | 0 | 0 | 0 | 0 | 0 | 0 | 0 | 0 | 0 | 0 | 0 | 0 | 0 | 0 | 0 | 0 | 0 | 0 | 0 | 0 | 0
0 | 0 |  |  |  | 0 | [11 empty] | 0 | 0 |  | 0 |  | 0 | [5 empty] | 0 |  | 0 |  | 0 |  | 0 |  | 0 |  | 0 |  | 0 |  | 0 |  |  | 0 | 0 | 0 |  |  | 0 | 0 | 0 | 0 | 0 | 0 | 0 | 0 | 0 | 0 | 0 | 0 | 0 | 0 | 0 | 0 | 0 | 0 | 0 | 0 | 0
0 | 0 |  |  |  | 0 | [11 empty] | 0 | 0 |  | 0 |  | 0 | [5 empty] | 0 |  | 0 |  | 0 |  | 0 |  | 0 |  | 0 |  | 0 |  | 0 |  |  | 0 | 0 | 0 |  |  | 0 | 0 | 0 | 0 | 0 | 0 | 0 | 0 | 0 | 0 | 0 | 0 | 0 | 0 | 0 | 0 | 0 | 0 | 0 | 0 | 0
0 | 0 |  |  |  | 0 | [11 empty] | 0 | 0 |  | 0 |  | 0 | [5 empty] | 0 |  | 0 |  | 0 |  | 0 |  | 0 |  | 0 |  | 0 |  | 0 |  |  | 0 | 0 | 0 |  |  | 0 | 0 | 0 | 0 | 0 | 0 | 0 | 0 | 0 | 0 | 0 | 0 | 0 | 0 | 0 | 0 | 0 | 0 | 0 | 0 | 0
0 | 0 |  |  |  | 0 | [11 empty] | 0 | 0 |  | 0 |  | 0 | [5 empty] | 0 |  | 0 |  | 0 |  | 0 |  | 0 |  | 0 |  | 0 |  | 0 |  |  | 0 | 0 | 0 |  |  | 0 | 0 | 0 | 0 | 0 | 0 | 0 | 0 | 0 | 0 | 0 | 0 | 0 | 0 | 0 | 0 | 0 | 0 | 0 | 0 | 0
0 | 0 |  |  |  | 0 | [11 empty] | 0 | 0 |  | 0 |  | 0 | [5 empty] | 0 |  | 0 |  | 0 |  | 0 |  | 0 |  | 0 |  | 0 |  | 0 |  |  | 0 | 0 | 0 |  |  | 0 | 0 | 0 | 0 | 0 | 0 | 0 | 0 | 0 | 0 | 0 | 0 | 0 | 0 | 0 | 0 | 0 | 0 | 0 | 0 | 0
0 | 0 |  |  |  | 0 | [11 empty] | 0 | 0 |  | 0 |  | 0 | [5 empty] | 0 |  | 0 |  | 0 |  | 0 |  | 0 |  | 0 |  | 0 |  | 0 |  |  | 0 | 0 | 0 |  |  | 0 | 0 | 0 | 0 | 0 | 0 | 0 | 0 | 0 | 0 | 0 | 0 | 0 | 0 | 0 | 0 | 0 | 0 | 0 | 0 | 0
0 | 0 |  |  |  | 0 | [11 empty] | 0 | 0 |  | 0 |  | 0 | [5 empty] | 0 |  | 0 |  | 0 |  | 0 |  | 0 |  | 0 |  | 0 |  | 0 |  |  | 0 | 0 | 0 |  |  | 0 | 0 | 0 | 0 | 0 | 0 | 0 | 0 | 0 | 0 | 0 | 0 | 0 | 0 | 0 | 0 | 0 | 0 | 0 | 0 | 0
0 | 0 |  |  |  | 0 | [11 empty] | 0 | 0 |  | 0 |  | 0 | [5 empty] | 0 |  | 0 |  | 0 |  | 0 |  | 0 |  | 0 |  | 0 |  | 0 |  |  | 0 | 0 | 0 |  |  | 0 | 0 | 0 | 0 | 0 | 0 | 0 | 0 | 0 | 0 | 0 | 0 | 0 | 0 | 0 | 0 | 0 | 0 | 0 | 0 | 0
0 | 0 |  |  |  | 0 | [11 empty] | 0 | 0 |  | 0 |  | 0 | [5 empty] | 0 |  | 0 |  | 0 |  | 0 |  | 0 |  | 0 |  | 0 |  | 0 |  |  | 0 | 0 | 0 |  |  | 0 | 0 | 0 | 0 | 0 | 0 | 0 | 0 | 0 | 0 | 0 | 0 | 0 | 0 | 0 | 0 | 0 | 0 | 0 | 0 | 0
0 | 0 |  |  |  | 0 | [11 empty] | 0 | 0 |  | 0 |  | 0 | [5 empty] | 0 |  | 0 |  | 0 |  | 0 |  | 0 |  | 0 |  | 0 |  | 0 |  |  | 0 | 0 | 0 |  |  | 0 | 0 | 0 | 0 | 0 | 0 | 0 | 0 | 0 | 0 | 0 | 0 | 0 | 0 | 0 | 0 | 0 | 0 | 0 | 0 | 0
0 | 0 |  |  |  | 0 | [11 empty] | 0 | 0 |  | 0 |  | 0 | [5 empty] | 0 |  | 0 |  | 0 |  | 0 |  | 0 |  | 0 |  | 0 |  | 0 |  |  | 0 | 0 | 0 |  |  | 0 | 0 | 0 | 0 | 0 | 0 | 0 | 0 | 0 | 0 | 0 | 0 | 0 | 0 | 0 | 0 | 0 | 0 | 0 | 0 | 0
0 | 0 |  |  |  | 0 | [11 empty] | 0 | 0 |  | 0 |  | 0 | [5 empty] | 0 |  | 0 |  | 0 |  | 0 |  | 0 |  | 0 |  | 0 |  | 0 |  |  | 0 | 0 | 0 |  |  | 0 | 0 | 0 | 0 | 0 | 0 | 0 | 0 | 0 | 0 | 0 | 0 | 0 | 0 | 0 | 0 | 0 | 0 | 0 | 0 | 0
0 | 0 |  |  |  | 0 | [11 empty] | 0 | 0 |  | 0 |  | 0 | [5 empty] | 0 |  | 0 |  | 0 |  | 0 |  | 0 |  | 0 |  | 0 |  | 0 |  |  | 0 | 0 | 0 |  |  | 0 | 0 | 0 | 0 | 0 | 0 | 0 | 0 | 0 | 0 | 0 | 0 | 0 | 0 | 0 | 0 | 0 | 0 | 0 | 0 | 0
0 | 0 |  |  |  | 0 | [11 empty] | 0 | 0 |  | 0 |  | 0 | [5 empty] | 0 |  | 0 |  | 0 |  | 0 |  | 0 |  | 0 |  | 0 |  | 0 |  |  | 0 | 0 | 0 |  |  | 0 | 0 | 0 | 0 | 0 | 0 | 0 | 0 | 0 | 0 | 0 | 0 | 0 | 0 | 0 | 0 | 0 | 0 | 0 | 0 | 0
0 | 0 |  |  |  | 0 | [11 empty] | 0 | 0 |  | 0 |  | 0 | [5 empty] | 0 |  | 0 |  | 0 |  | 0 |  | 0 |  | 0 |  | 0 |  | 0 |  |  | 0 | 0 | 0 |  |  | 0 | 0 | 0 | 0 | 0 | 0 | 0 | 0 | 0 | 0 | 0 | 0 | 0 | 0 | 0 | 0 | 0 | 0 | 0 | 0 | 0
0 | 0 |  |  |  | 0 | [11 empty] | 0 | 0 |  | 0 |  | 0 | [5 empty] | 0 |  | 0 |  | 0 |  | 0 |  | 0 |  | 0 |  | 0 |  | 0 |  |  | 0 | 0 | 0 |  |  | 0 | 0 | 0 | 0 | 0 | 0 | 0 | 0 | 0 | 0 | 0 | 0 | 0 | 0 | 0 | 0 | 0 | 0 | 0 | 0 | 0
0 | 0 |  |  |  | 0 | [11 empty] | 0 | 0 |  | 0 |  | 0 | [5 empty] | 0 |  | 0 |  | 0 |  | 0 |  | 0 |  | 0 |  | 0 |  | 0 |  |  | 0 | 0 | 0 |  |  | 0 | 0 | 0 | 0 | 0 | 0 | 0 | 0 | 0 | 0 | 0 | 0 | 0 | 0 | 0 | 0 | 0 | 0 | 0 | 0 | 0
0 | 0 |  |  |  | 0 | [11 empty] | 0 | 0 |  | 0 |  | 0 | [5 empty] | 0 |  | 0 |  | 0 |  | 0 |  | 0 |  | 0 |  | 0 |  | 0 |  |  | 0 | 0 | 0 |  |  | 0 | 0 | 0 | 0 | 0 | 0 | 0 | 0 | 0 | 0 | 0 | 0 | 0 | 0 | 0 | 0 | 0 | 0 | 0 | 0 | 0
0 | 0 |  |  |  | 0 | [11 empty] | 0 | 0 |  | 0 |  | 0 | [5 empty] | 0 |  | 0 |  | 0 |  | 0 |  | 0 |  | 0 |  | 0 |  | 0 |  |  | 0 | 0 | 0 |  |  | 0 | 0 | 0 | 0 | 0 | 0 | 0 | 0 | 0 | 0 | 0 | 0 | 0 | 0 | 0 | 0 | 0 | 0 | 0 | 0 | 0
0 | 0 |  |  |  | 0 | [11 empty] | 0 | 0 |  | 0 |  | 0 | [5 empty] | 0 |  | 0 |  | 0 |  | 0 |  | 0 |  | 0 |  | 0 |  | 0 |  |  | 0 | 0 | 0 |  |  | 0 | 0 | 0 | 0 | 0 | 0 | 0 | 0 | 0 | 0 | 0 | 0 | 0 | 0 | 0 | 0 | 0 | 0 | 0 | 0 | 0
0 | 0 |  |  |  | 0 | [11 empty] | 0 | 0 |  | 0 |  | 0 | [5 empty] | 0 |  | 0 |  | 0 |  | 0 |  | 0 |  | 0 |  | 0 |  | 0 |  |  | 0 | 0 | 0 |  |  | 0 | 0 | 0 | 0 | 0 | 0 | 0 | 0 | 0 | 0 | 0 | 0 | 0 | 0 | 0 | 0 | 0 | 0 | 0 | 0 | 0
0 | 0 |  |  |  | 0 | [11 empty] | 0 | 0 |  | 0 |  | 0 | [5 empty] | 0 |  | 0 |  | 0 |  | 0 |  | 0 |  | 0 |  | 0 |  | 0 |  |  | 0 | 0 | 0 |  |  | 0 | 0 | 0 | 0 | 0 | 0 | 0 | 0 | 0 | 0 | 0 | 0 | 0 | 0 | 0 | 0 | 0 | 0 | 0 | 0 | 0
0 | 0 |  |  |  | 0 | [11 empty] | 0 | 0 |  | 0 |  | 0 | [5 empty] | 0 |  | 0 |  | 0 |  | 0 |  | 0 |  | 0 |  | 0 |  | 0 |  |  | 0 | 0 | 0 |  |  | 0 | 0 | 0 | 0 | 0 | 0 | 0 | 0 | 0 | 0 | 0 | 0 | 0 | 0 | 0 | 0 | 0 | 0 | 0 | 0 | 0
0 | 0 |  |  |  | 0 | [11 empty] | 0 | 0 |  | 0 |  | 0 | [5 empty] | 0 |  | 0 |  | 0 |  | 0 |  | 0 |  | 0 |  | 0 |  | 0 |  |  | 0 | 0 | 0 |  |  | 0 | 0 | 0 | 0 | 0 | 0 | 0 | 0 | 0 | 0 | 0 | 0 | 0 | 0 | 0 | 0 | 0 | 0 | 0 | 0 | 0
0 | 0 |  |  |  | 0 | [11 empty] | 0 | 0 |  | 0 |  | 0 | [5 empty] | 0 |  | 0 |  | 0 |  | 0 |  | 0 |  | 0 |  | 0 |  | 0 |  |  | 0 | 0 | 0 |  |  | 0 | 0 | 0 | 0 | 0 | 0 | 0 | 0 | 0 | 0 | 0 | 0 | 0 | 0 | 0 | 0 | 0 | 0 | 0 | 0 | 0
0 | 0 |  |  |  | 0 | [11 empty] | 0 | 0 |  | 0 |  | 0 | [5 empty] | 0 |  | 0 |  | 0 |  | 0 |  | 0 |  | 0 |  | 0 |  | 0 |  |  | 0 | 0 | 0 |  |  | 0 | 0 | 0 | 0 | 0 | 0 | 0 | 0 | 0 | 0 | 0 | 0 | 0 | 0 | 0 | 0 | 0 | 0 | 0 | 0 | 0
0 | 0 |  |  |  | 0 | [11 empty] | 0 | 0 |  | 0 |  | 0 | [5 empty] | 0 |  | 0 |  | 0 |  | 0 |  | 0 |  | 0 |  | 0 |  | 0 |  |  | 0 | 0 | 0 |  |  | 0 | 0 | 0 | 0 | 0 | 0 | 0 | 0 | 0 | 0 | 0 | 0 | 0 | 0 | 0 | 0 | 0 | 0 | 0 | 0 | 0
0 | 0 |  |  |  | 0 | [11 empty] | 0 | 0 |  | 0 |  | 0 | [5 empty] | 0 |  | 0 |  | 0 |  | 0 |  | 0 |  | 0 |  | 0 |  | 0 |  |  | 0 | 0 | 0 |  |  | 0 | 0 | 0 | 0 | 0 | 0 | 0 | 0 | 0 | 0 | 0 | 0 | 0 | 0 | 0 | 0 | 0 | 0 | 0 | 0 | 0
0 | 0 |  |  |  | 0 | [11 empty] | 0 | 0 |  | 0 |  | 0 | [5 empty] | 0 |  | 0 |  | 0 |  | 0 |  | 0 |  | 0 |  | 0 |  | 0 |  |  | 0 | 0 | 0 |  |  | 0 | 0 | 0 | 0 | 0 | 0 | 0 | 0 | 0 | 0 | 0 | 0 | 0 | 0 | 0 | 0 | 0 | 0 | 0 | 0 | 0
0 | 0 |  |  |  | 0 | [11 empty] | 0 | 0 |  | 0 |  | 0 | [5 empty] | 0 |  | 0 |  | 0 |  | 0 |  | 0 |  | 0 |  | 0 |  | 0 |  |  | 0 | 0 | 0 |  |  | 0 | 0 | 0 | 0 | 0 | 0 | 0 | 0 | 0 | 0 | 0 | 0 | 0 | 0 | 0 | 0 | 0 | 0 | 0 | 0 | 0
0 | 0 |  |  |  | 0 | [11 empty] | 0 | 0 |  | 0 |  | 0 | [5 empty] | 0 |  | 0 |  | 0 |  | 0 |  | 0 |  | 0 |  | 0 |  | 0 |  |  | 0 | 0 | 0 |  |  | 0 | 0 | 0 | 0 | 0 | 0 | 0 | 0 | 0 | 0 | 0 | 0 | 0 | 0 | 0 | 0 | 0 | 0 | 0 | 0 | 0
0 | 0 |  |  |  | 0 | [11 empty] | 0 | 0 |  | 0 |  | 0 | [5 empty] | 0 |  | 0 |  | 0 |  | 0 |  | 0 |  | 0 |  | 0 |  | 0 |  |  | 0 | 0 | 0 |  |  | 0 | 0 | 0 | 0 | 0 | 0 | 0 | 0 | 0 | 0 | 0 | 0 | 0 | 0 | 0 | 0 | 0 | 0 | 0 | 0 | 0
0 | 0 |  |  |  | 0 | [11 empty] | 0 | 0 |  | 0 |  | 0 | [5 empty] | 0 |  | 0 |  | 0 |  | 0 |  | 0 |  | 0 |  | 0 |  | 0 |  |  | 0 | 0 | 0 |  |  | 0 | 0 | 0 | 0 | 0 | 0 | 0 | 0 | 0 | 0 | 0 | 0 | 0 | 0 | 0 | 0 | 0 | 0 | 0 | 0 | 0
0 | 0 |  |  |  | 0 | [11 empty] | 0 | 0 |  | 0 |  | 0 | [5 empty] | 0 |  | 0 |  | 0 |  | 0 |  | 0 |  | 0 |  | 0 |  | 0 |  |  | 0 | 0 | 0 |  |  | 0 | 0 | 0 | 0 | 0 | 0 | 0 | 0 | 0 | 0 | 0 | 0 | 0 | 0 | 0 | 0 | 0 | 0 | 0 | 0 | 0
0 | 0 |  |  |  | 0 | [11 empty] | 0 | 0 |  | 0 |  | 0 | [5 empty] | 0 |  | 0 |  | 0 |  | 0 |  | 0 |  | 0 |  | 0 |  | 0 |  |  | 0 | 0 | 0 |  |  | 0 | 0 | 0 | 0 | 0 | 0 | 0 | 0 | 0 | 0 | 0 | 0 | 0 | 0 | 0 | 0 | 0 | 0 | 0 | 0 | 0
0
[6 empty] | END |  | Total Breakdown Price………….. | [9 empty] | 0 |  | 0 |  | 0 | Baht |  | Baht |  | Baht |  | Baht |  | Baht |  |  | 0 | Baht |  | Baht |  | Baht |  | Baht |  |  |  |  | Baht | Baht |  |  | Baht | Baht | Baht | Baht | Baht | Baht | Baht | Baht | Baht | Baht | Baht | Baht | Baht | Baht | Baht | Baht | Baht | Baht | Baht | Baht | Baht | bar: 79 to 81
[18 empty] | 0 |  | 0 |  | 0 | [5 empty] | 0 |  | 0 |  | 0 |  | 0 |  | 0 |  | 0 |  | 0 |  | 0 |  |  |  | 0 | 0 |  |  | 0 | 0 | 0 | 0 | 0 | 0 | 0 | 0 | 0 | 0 | 0 | 0 | 0 | 0 | 0 | 0 | 0 | 0 | 0 | 0 | 0 | bar: 79 to 81
[18 empty] | 0 |  | 0 |  | 0 | [11 empty] | 0 | bar: 79 to 81
[18 empty] | 0 |  | 0 |  | 0 | [11 empty] | 0 | bar: 79 to 81
[18 empty] | 0 |  | 0 |  | 0 | [11 empty] | 0
[18 empty] | 0 |  | 0 |  | 0 | [11 empty] | 0
[18 empty] | 0 |  | 0 |  | 0 | [11 empty] | 0
[18 empty] | 0 |  | 0 |  | 0 | [11 empty] | 0
000000000000000000000000000000000000000
0000000000000000000000000000000000000000
000000000000000000000
[8 empty] | 0 | 0 |  |  |  |  | 0000000000000000000000000000000000000000000000000000000000000000000000000000000000000000000000000000
[8 empty] | 0 | 0
[8 empty] | 0 | 0
[8 empty] | 0 | 0
[8 empty] | 0 | 0
[8 empty] | 0 | 0
[8 empty] | 0 | 0
[8 empty] | 0 | 0
[8 empty] | 0 | 0
[8 empty] | 0 | 0
[8 empty] | 0 | 0
[8 empty] | 0 | 0
[8 empty] | 0 | 0
[8 empty] | 0 | 0
[8 empty] | 0 | 0
[8 empty] | 0 | 0
[8 empty] | 0 | 0
[8 empty] | 0 | 0
[8 empty] | 0 | 0
[8 empty] | 0 | 0
[8 empty] | 0 | 0
[8 empty] | 0 | 0
[8 empty] | 0 | 0
[8 empty] | 0 | 0
[8 empty] | 0 | 0
[8 empty] | 0 | 0
[8 empty] | 0 | 0
[8 empty] | 0 | 0
[8 empty] | 0 | 0
[8 empty] | 0 | 0
[8 empty] | 0 | 0
[8 empty] | 0 | 0
[8 empty] | 0 | 0
[8 empty] | 0 | 0
[8 empty] | 0 | 0
[8 empty] | 0 | 0
[8 empty] | 0 | 0
[8 empty] | 0 | 0
[8 empty] | 0 | 0
[8 empty] | 0 | 0
[8 empty] | 0 | 0
[8 empty] | 0 | 0
[8 empty] | 0 | 0
[8 empty] | 0 | 0
[8 empty] | 0 | 0
[8 empty] | 0 | 0
[8 empty] | 0 | 0
[8 empty] | 0 | 0
[8 empty] | 0 | 0
[8 empty] | 0 | 0
[8 empty] | 0 | 0
[8 empty] | 0 | 0
[8 empty] | 0 | 0
[8 empty] | 0 | 0
[8 empty] | 0 | 0
[8 empty] | 0 | 0
[8 empty] | 0 | 0
[8 empty] | 0 | 0
[8 empty] | 0 | 0
[8 empty] | 0 | 0
[8 empty] | 0 | 0
[8 empty] | 0 | 0
[8 empty] | 0 | 0
[8 empty] | 0 | 0
[8 empty] | 0 | 0
[8 empty] | 0 | 0
[8 empty] | 0 | 0
[8 empty] | 0 | 0
[8 empty] | 0 | 0
[8 empty] | 0 | 0
[8 empty] | 0 | 0
[8 empty] | 0 | 0
[8 empty] | 0 | 0
[8 empty] | 0 | 0
[8 empty] | 0 | 0
[8 empty] | 0 | 0
[8 empty] | 0 | 0
[8 empty] | 0 | 0
[8 empty] | 0 | 0
[8 empty] | 0 | 0
[8 empty] | 0 | 0
[8 empty] | 0 | 0
[8 empty] | 0 | 0
[8 empty] | 0 | 0
[8 empty] | 0 | 0
[8 empty] | 0 | 0
[8 empty] | 0 | 0
[8 empty] | 0 | 0
[8 empty] | 0 | 0
[8 empty] | 0 | 0
[8 empty] | 0 | 0
[8 empty] | 0 | 0
[8 empty] | 0 | 0
[8 empty] | 0 | 0
[8 empty] | 0 | 0
[8 empty] | 0 | 0
[8 empty] | 0 | 0
[8 empty] | 0 | 0
[8 empty] | 0 | 0
[8 empty] | 0 | 0

## _Breakdown Price-AB24 แบบที่ 1 (hidden)
INVITATION TO BID NO. TIEC-CR-13
Breakdown Price
for Schedule 1 : Control and Protection Equipment
No. | Legend | Manufacturer | Type | Local Supply
Ex-works Price
( excluding VAT )
Baht
1 | Primary Bus Protective IED consists of functions: 87B AND 50BF
2 | Secondary Bus Protective IED consists of functions: 87B AND 50BF
3 | Primary Bus Protective IED consists of functions: 87LB, 67/67N, 51OL AND 50BF
4 | Secondary Bus Protective IED consists of functions: 87LB, 67/67N, 51OL AND 50BF
5 | Primary Line Protective IED consists of functions: 87L, 21, 67N, 67/67N, 81U, 27LS, 51/51G, 51S/51SG, 50BF-1, 50BF-2, 79 AND 25 (Multi-mode) |  |  |  | ( excluding VAT )
6 | Primary Line Protective IED consists of functions: 87L, 21, 67N, 67/67N, 81U, 27LS, 51/51G, 51S/51SG, 50BF-1, 50BF-2, 79 AND 25 (Single-Mode)
7 | Primary Line Protective IED consists of functions: 21, 67N, 67/67N, 81U, 27LS, 51/51G, 51S/51SG, 50BF-1, 50BF-2, 79 AND 25
8 | Primary Line Protective IED consists of functions: 87C, 51C/51CG, 50BF-1 AND 50BF-2
9 | Secondary Line Protective IED consists of functions: 87L, 21, 67N, 67/67N, 81U, 27LS, 51/51G, 51S/51SG, 50BF-1, 50BF-2, 79 AND 25 (Multi-mode)
10 | Secondary Line Protective IED consists of functions: 87L, 21, 67N, 67/67N, 81U, 27LS, 51/51G, 51S/51SG, 50BF-1, 50BF-2, 79 AND 25 (Single-Mode)
11 | Secondary Line Protective IED consists of functions: 21, 67N, 67/67N, 81U, 27LS, 51/51G, 51S/51SG, 50BF-1, 50BF-2, 79 AND 25
12 | Secondary Line Protective IED consists of functions: 87C, 51C/51CG, 50BF-1 AND 50BF-2
13 | Primary Transformer Protective IED consists of functions: 87T, 51TH/51THG, 51TL/51TLG, 51TT/51TTG, 51GB-1, 51GB-2,51OL, 59N, 50BF-1, 50BF-2, 81U AND 27LS
14 | Secondary Transformer Protective IED consists of functions: 87T, 51TH/51THG, 51TL/51TLG, 51TT/51TTG, 51GB-1, 51GB-2,51OL, 59N, 50BF-1, 50BF-2, 81U AND 27LS
15 | Primary Capacitor Bank Protective IED consists of functions: 60C, 51C/51CG, 59C, 27C AND 50BF
16 | Secondary Capacitor Bank Protective IED consists of functions: 60C, 51C/51CG, 59C, 27C AND 50BF
17 | 22/33kV Capacitor Bank Protective IED consists of functions: 60CH, 60CL, 59C AND BCU
18 | Bay Control Unit (BCU)
19 | Swing Rack Blank Panel And Accessories
20 | 19" Rack Blank Panel And Accessories
21 | Blank Merging Unit Cubicle And Accessories
22 | Merging Unit Ordering 1
23 | Merging Unit Ordering 2
24 | Merging Unit Ordering 3
25 | Merging Unit Ordering 4
26 | Merging Unit Ordering 5
27 | Merging Unit Ordering 6
28 | Merging Unit Ordering 7
29 | Merging Unit Ordering 8
30 | Merging Unit Ordering 9
31 | Merging Unit Ordering 10
32 | Merging Unit Ordering 11
33 | Merging Unit Ordering 12
34 | DC Undervoltage Relay (27XR, 27XB, 27XM, 27XD)
35 | Switch 4 contacts (43RCC)
36 | Switch 20 contacts (43CCS)
37 | Auxiliary Tripping Relay (94) 10 Contacts
38 | Fiber Distribution Unit (FDU) 48 Ports
39 | Fiber Distribution Unit (FDU) 24 Ports
40 | Pigtails
41 | Patch Cord Cable, Price Per Meter
42 | Transformer Tap Position Transducer (R-TDR)
43 | Temperature Transducer (TEMP-TDR)
44 | DC Voltage Transducer (DC-TDR)
45 | AC Voltage Transducer (AC-TDR)
46 | Current & Potential Test Switch (TS)
47 | Test Switch for Meter
48 | Energy Meter
49 | Computer For Engineering Workstation and Accessories
50 | Computer for HMI Server and Accessories (without Software)
51 | Console Desk And Accessories
52 | 12 Core Steel Metallic Optical Fiber (Multimode)
53 | EFLEX and/or HDPE Conduit with HOT-DIP Galvanized Steel Clamp and Accessories
54 | 28-Port Ethernet Switch (Without SFP)
55 | 100 BaseFX (LC type) SFP
56 | 1000 BaseFX (LC type) SFP
57 | GPS Antenna
58 | GPS Receiver
59 | E1(2Mbps) Converter
60 | MCB (Rating 1 A, 1 Pole) With NC Contact
61 | MCB (Rating 1 A, 2 Pole)
62 | MCB (Rating 1 A, 3 Pole) With NC Contact
63 | MCB (Rating 3 A, 2 Pole)
64 | MCB (Rating 3 A, 3 Pole) With NC Contact
65 | MCB (Rating 6 A, 1 Pole)
66 | MCB (Rating 6 A, 2 Pole, 48 VDC)
67 | MCB (Rating 6 A, 2 Pole, 125 VDC)
68 | MCB (Rating 6 A, 2 Pole, 230 VAC)
69 | MCB (Rating 6 A, 2 Pole, 125 VDC) With NC Contact
70 | MCB (Rating 10 A, 2 Pole, 230 VAC)
71 | MCB (Rating 10 A, 2 Pole, 125 VDC) With NC Contact
72 | MCB (Rating 16 A, 2 Pole, 125 VDC) With NC Contact
73 | MCB (Rating ....A, .....Pole)
74 | MCB (Rating ....A, .....Pole) With NC Contact
75 | MCB (Rating ....A, .....Pole) With NC Contact
76 | Terminal Block For Control & VT, CT, Disconnect Knife and Accessories
77 | Inverter
78 | RedBox
79 | Software installed at Engineering Workstation (Program …..........)
80 | Software installed at Engineering Workstation (Program …..........)
81 | Software installed at Engineering Workstation (Program …..........)

## _Breakdown Price-AB24 แบบที่ 2
INVITATION TO BID NO. TIEC-CR-13
Breakdown Price
for Schedule 1 : Control and Protection Equipment
No. | Legend | Manufacturer | Type | Local Supply
Ex-works Price
( excluding VAT )
Baht
1 | Relay-21P+67N+51EM, 1ph
2 | Relay-21S+67N+51EM, 1ph
3 | Relay-21P+67N+51EM, 3ph
4 | Relay-21S+67N+51EM, 3ph
5 | Relay-21BU+67N+51EM, 3ph |  |  |  | ( excluding VAT )
6 | Relay-21P+67/67N, 3ph
7 | Relay-21S+67/67N+81+27, 3ph
8 | Relay-24
9 | Relay-25
10 | Relay-27, AC
11 | Relay-27, DC
12 | Relay-50BF+62BF, 1ph and 3ph
13 | Relay-50BF+62BF, 3ph
14 | Relay-50BF+62BF, 1ph and 3 ph, with End Fault
15 | Relay-50BF+62BF, 3ph, with End Fault
16 | Relay-51/51G
17 | Relay-51/51G+81+27
18 | Relay-51GB
19 | Relay-51S/51SG
20 | Relay-59
21 | Relay-60, Voltage type
22 | Relay-60, Current type for 115 kV
23 | Relay-60, Current type for 230 kV
24 | Relay-62
25 | Relay-67/67N+81+27
26 | Relay-79+25, 1ph and 3ph
27 | Relay-79+25, 3ph
28 | Relay-86, 10 contacts
29 | Relay-86, 20 contacts
30 | Relay-87B, Low Impedance, 8 feeders (Switching Zone)
31 | Relay-87B, Low Impedance, 18 feeders (Switching Zone)
32 | Relay-87K, 2 restraint
33 | Relay-87K, 3 restraint
34 | Relay-87K, 4 restraint
35 | Relay-87K, 5 restraint
36 | Relay-87K, 6 restraint
37 | Relay-87LP+21BU, 1ph
38 | Relay-87LP+21BU, 3ph
39 | Relay-87LS+21BU, 1ph
40 | Relay-87LS+21BU, 3ph
41 | Relay-87LS+21BU+67/67N+81+27, 3ph
42 | Primary Line Protective IED consists of functions: 87L, 95L, 21, 67N, 67/67N, 81, 27, 51/51G, 51S/51SG, 50BF1, 50BF2, 79 AND 25 (Multi-mode)
43 | Secondary Line Protective IED consists of functions: 87L, 95L, 21, 67N, 67/67N, 81, 27, 51/51G, 51S/51SG, 50BF1, 50BF2, 79 AND 25 (Multi-mode)
44 | Relay-87R
45 | Relay-87RN
46 | Relay-94, 8 contacts
47 | Relay-94, 10 contacts
48 | Relay-94, 16 contacts
49 | Relay-94, 20 contacts
50 | Relay-95TCS
51 | DCS
52 | 43SP
53 | CS
54 | 43
55 | Manually Operated Mimic Disconnect Device
56 | Line Lamp
57 | Test Switch, for relay
58 | Test Plug, for relay
59 | Test Switch, for metering
60 | kWh & kVARh
61 | AC-TDR
62 | DC-TDR
63 | F-TDR
64 | T-TDR
65 | R-TDR
66 | W&VAR-TDR
67 | A-TDR - 1ph
68 | A-TDR - 3ph
69 | V-TDR - 1ph
70 | V-TDR - 3ph
71 | Voltage Transfer Relay (VTR)
72 | Synchroscope
73 | Double Voltmeter
74 | Double Frequency Meter
75 | Horn
76 | HTR
77 | RCCPT
78 | 62SB
79 | Interposing Relay
80 | Latching Relay, 4 contacts
81 | Latching Relay, 8 contacts
82 | Voltmeter
83 | Volt Selector Switch
84 | Indicating Lamp (LED type)
85 | Push Button
86 | Cut-off Switch (4 contacts)
87 | Cut-off Switch (8 contacts, spring return)
88 | Cut-off Switch (10 contacts)
89 | Cut-off Switch (12 contacts)
90 | Cut-off Switch (20 contacts)
91 | Fiber Frame Terminal Cabinet (FTC)
92 | GPS Receiver
93 | GPS Antenna
94 | Ethernet Switch
95 | E1 Converter
96 | Patch Cord Cable (Price per Meter)
97 | Coaxial Cable (Price per Meter)
98 | 36 Core Non-Metallic Optical Fiber Cable (Price per Meter)
99 | E-flex Conduit (Price per Meter)
100 | Rigid Steel Conduit (Price per Meter)
101 | 6-Wire Cleat for Coiling Optical Fiber Cable
102 | 2-way Joint Boxes with Accessories
103 | Knife Switch
104 | MCB (rating 0.5 A, 1 pole)
105 | MCB (rating 0.5 A, 1 pole, with 1 NC contact)
106 | MCB (rating 0.5 A, 2 pole)
107 | MCB (rating 0.5 A, 3 pole)
108 | MCB (rating 0.5 A, 3 pole, with 2 NC contact)
109 | MCB (rating 3 A, 1 pole, with 1 NC contact)
110 | MCB (rating 3 A, 3 pole, with 1 NC contact)
111 | MCB (rating 6 A, 1 pole, K curve)
112 | MCB (rating 6 A, 2 pole, AC circuit, K curve)
113 | MCB (rating 6 A, 2 pole, DC circuit, K curve)
114 | MCB (rating 6 A, 2 pole, with 1 NC contact, DC circuit, K curve)
115 | Terminal Block for CT Circuit and PT Circuit for Relay
116 | Terminal Block for PT Circuit and Control Circuit
117 | Terminal Block for RTU
118 | Terminal Block for Power Supply
119 | Wiremark
120 | Blank 19" Rack Cabinet
121 | Blank Dual Cabinet
122 | Blank Duplex Cabinet
123 | Blank Enclose Cabinet
124 | Blank Swing-rack Cabinet

## _Breakdown Price-AB25 แบบที 1 (hidden)
INVITATION TO BID NO. TIEC-CR-13
Breakdown Price
for Schedule 1 : Fault Recording System
No. | Legend | Type | DDP EGAT 's Store
( excluding VAT )
Baht
1 | DFR Equipment
2 | Ethernet Switch for FRS
3 | 19" Rack Blank Panel And Accessories
4 | Interfacing ………. Cable , Price Per Meter
5 | Patch Cords Cable , Price Per Meter |  |  | ( excluding VAT )
6 | Coaxial Cable , Price Per Meter
7 | LAN Cable , Price Per Meter
8 | Configuration Tool (Software)
9 | Auxiliary Relay
10 | Ventilation Fan
11 | MCB (Rating 0.5 A, 3 Pole )
12 | MCB (Rating 6 A, 2 Pole, 125 VDC )
13 | MCB (Rating 6 A, 2 Pole, 230 VAC )
14 | Terminal Block For CT Circuit
15 | Terminal Block For PT Circuit
16 | Terminal Block For Power Supply Circuit
17 | End Section For Terminal Block
18 | End Stop For Terminal Block
19 | Terminal Marker
20 | Marker Holder For End Stop
21 | Switchboard Wire, 1.5 Sq.mm, Gray Color, Price Per Meter
22 | Switchboard Wire, 2.5 Sq.mm, Gray Color, Price Per Meter
23 | Terminal Lug
24 | Spiral Wrap
25 | Wiremark

## _Breakdown Price-AB25 แบบที่ 2 (hidden)
INVITATION TO BID NO. TIEC-CR-13
Breakdown Price
for Schedule 1 : Fault Recording System
No. | Legend | Type | DDP EGAT 's Store
( excluding VAT )
Baht
1 | Analog Card (…. Current Channels)
2 | Analog Card (…. Voltage Channels)
3 | Analog Card (…. Current Channels, …. Voltage Channels)
4 | Analog Card (…. Current Channels, …. Voltage Channels)
5 | Digital Card (…. Channels) |  |  | ( excluding VAT )
6 | Power Supply
7 | Acquisition Unit
8 | CPU & Memomry Module 1
9 | Hard Disk & Hard Disk Controller
10 | Tele-Communication Board
11 | Dual Blank Panel
12 | Test Switch
13 | Test Plug
14 | GPS Receiver
15 | GPS Atenna
16 | GPS Splitter
17 | Ethernet Switch
18 | Interfacing ………. Cable , Price Per Meter
19 | Patch Cords Cable , Price Per Meter
20 | Coaxial Cable , Price Per Meter
21 | LAN Cable , Price Per Meter
22 | Industrial PC (Excluded Monitor)
23 | Monitor
24 | Workstation Notebook
25 | Man Machine Interface
26 | Operating System
27 | Auxiliary Relay
28 | Ventilation Fan
29 | MCB (Rating 0.5 A, 3 Pole )
30 | MCB (Rating 6 A, 2 Pole, 125 VDC )
31 | MCB (Rating 6 A, 2 Pole, 230 VAC )
32 | Terminal Block For CT Circuit
33 | Terminal Block For PT Circuit
34 | Terminal Block For Event
35 | Terminal Block For Power Supply Circuit
36 | Terminal Block For RTU
37 | End Section For Terminal Block
38 | End Stop For Terminal Block
39 | Terminal Marker
40 | Marker Holder For End Stop
41 | Switchboard Wire, 1.5 Sq.mm, Gray Color, Price Per Meter
42 | Switchboard Wire, 2.5 Sq.mm, Gray Color, Price Per Meter
43 | Terminal Lug
44 | Spiral Wrap
45 | Wiremark

## _Sch (Option) (hidden)
INVITATION TO BID NO. TIEC-CR-13
Schedule X (Option) :
[77 empty] | 79 | 80 | 81 | 82 | 83 | 84 | 85 | 86 | 87 | 88 | 89 | 90 | 91 | 92 | 93 | 94 | 95 | 96 | 97 | 98 | 99 | 100 | 101 | 102 | 103 | 104 | 105 | 106 | 107 | 108 | 109 | 110 | 111 | 112 | 113 | 114 | 115 | 116 | 117 | 118 | 119 | 120 | 121 | 122 | 123 | 124 | 125 | 126 | 127 | 128
[8 empty] | SUPPLY OF CONTROL AND PROTECTION EQUIPMENT | [62 empty] | 72 | 73 | 75 | 76 | 77 | 78 | 82: Breakdown per Item :
[8 empty] | TRANSMISSION SYSTEM IMPROVEMENT PROJECT IN NORTHEASTERN, LOWER NORTHERN, CENTRAL REGIONS AND BANGKOK AREA TO ENHANCE SYSTEM SECURITY | [68 empty] | 82: Schedule :
System :
Job No. | Substation | Delivery Required by EGAT |  |  |  | Material group | Code No. | Item No. | Description | Short Description | Drawing No. / Reference No. | Qty. | Unit | Currency | Supply of Equipment |  |  |  | Supply of Equipment |  | Supply of Equipment |  | Supply of Equipment |  |  |  | Supply of Equipment |  | Supply of Equipment |  | Supply of Equipment |  | Foreign Currency |  | Local Currency |  | Local Transportation |  | Local Transportation, Construction and Installation |  | Purchase Price Offered for Dismantled Equipment |  | Plant |  | UOM | [25 empty] | Irrelevant | Incoterm | Account Assignment | Cost Object | Fund Center |  | 105: CFR Thai Port; 107: CIF Thai Port; 109: DDP EGAT 's Store; 111: Local Transportation; 113: Custom Clearance; 115: DDP EGAT 's Store; 117: Ex-works Price; 119: Local Transportation; 121: Foreign Currency; 123: Local Currency; 125: Local Transportation to EGAT 's Store; 127: Local Transportation, Construction and Installation | Long Description | Short Description
|  | (with in months after receipt of the notification of award) | [12 empty] | Foreign Supply |  |  |  | Foreign Supply |  | Foreign Supply |  | Foreign Supply | [5 empty] | Local Supply |  | Local Supply | [16 empty] | Preference | % Import Duty | Preference | CFR Price | CIF Price | Foreign Currency | Ex-works Price | Local Currency | Local Transportation | Local Transportation, | Marine Insurance Price | Customs Clearance | Import Duty Price | VAT for Imported Equipment | VAT for Import Duty | VAT for | VAT for Ex-works Price | VAT for | VAT for | VAT for Transportation, Construction and Installation | Foreign | Local | Evaluation Price | [6 empty] | 115: ( excluding VAT ); 117: ( excluding VAT )
[5 empty] | Completion Date | [9 empty] | FOB Vessel | Cost of | CFR Thai Port |  | CIF Thai Port |  | DDP EGAT 's Store |  | Local Transportation |  | Custom Clearance |  | DDP EGAT 's Store |  | Ex-works Price |  | Local Transportation | [12 empty] | Breakdown tab |  | Proposed Price | Evaluation Price | Status | [7 empty] | to EGAT 's Store | Construction and | [5 empty] | Foreign Currency |  | Local Currency | Local Transportation |  | Price Adjustment | Price Adjustment | [7 empty] | 104: Incoterm; 105: CFR; 107: CIF; 109: DDP; 111: ZTF; 113: ZCC; 115: DDP; 117: EXW; 119: ZTL; 125: ZTT; 127: ZCN
|  | CFR Thai Port | DDP or EGAT's Store | Ex-works | [11 empty] | Transportation | [10 empty] | ( excluding VAT ) |  | ( excluding VAT ) |  | ( excluding VAT ) |  |  |  | ( excluding VAT ) |  | ( excluding VAT ) |  | ( excluding VAT ) |  | ( including VAT ) | [15 empty] | Installation | [%Insure(110%(CFR))] | [%Custom(CIF)] | [%Import Duty(CIF)] | [ %VAT(CFR/CIF) ] | [ %VAT( Import Duty) ] | [ %VAT(Foreign Currency) ] | [ %VAT(Ex-works Price) ] | [ %VAT(Local Currency) ] | to EGAT 's Store | [10 empty] | 104: Material group; 111: SV-TRN-MT; 113: SV-CTM; 119: SV-TRN-MT; 125: SV-TRN-MT; 127: SV-CVL
[16 empty] | to Thai Port | [6 empty] | Baht |  | Baht |  | Baht |  | Baht |  | Baht |  |  |  | Baht |  | Baht |  | Baht |  | Baht |  |  |  |  | Baht | Baht |  |  | Baht | Baht | Baht | Baht | Baht | Baht | Baht | Baht | Baht | Baht | Baht | Baht | Baht | Baht | Baht | Baht | Baht | Baht | Baht | Baht | Baht
|  | (month) | (month) | (month) | (month) | [9 empty] | Unit Price | Unit Price | Unit Price | Amount | Unit Price | Amount | Unit Price | Amount | Unit Price | Amount | Unit Price | Amount | Unit Price | Amount | Unit Price | Amount | Unit Price | Amount | Unit Price | Amount | Unit Price | Amount | Unit Price | Amount | Unit Price | Amount | Unit Price | Amount | [5 empty] | (Y/N) | (IPDTY) | (PRF) | (CFR) | (CIF) | (FC) | (EW) | (LC) | (LT) | (TCI) | (MI) | (CC) | ( IDP) | (VATIE) | (VATID) | (VATFC) | (VATEW) | (VATLC) | (VATLT) | (VATTCI) | (FPA) | (LPA) | (EVAPR)
0 | 0 |  |  |  | 0 | [11 empty] | 0 | 0 |  | 0 |  | 0 | [5 empty] | 0 |  | 0 |  | 0 |  | 0 |  | 0 |  | 0 |  | 0 |  | 0 |  |  | 0 | 0 | 0 |  |  | 0 | 0 | 0 | 0 | 0 | 0 | 0 | 0 | 0 | 0 | 0 | 0 | 0 | 0 | 0 | 0 | 0 | 0 | 0 | 0 | 0
0 | 0 |  |  |  | 0 | [11 empty] | 0 | 0 |  | 0 |  | 0 | [5 empty] | 0 |  | 0 |  | 0 |  | 0 |  | 0 |  | 0 |  | 0 |  | 0 |  |  | 0 | 0 | 0 |  |  | 0 | 0 | 0 | 0 | 0 | 0 | 0 | 0 | 0 | 0 | 0 | 0 | 0 | 0 | 0 | 0 | 0 | 0 | 0 | 0 | 0
0 | 0 |  |  |  | 0 | [11 empty] | 0 | 0 |  | 0 |  | 0 | [5 empty] | 0 |  | 0 |  | 0 |  | 0 |  | 0 |  | 0 |  | 0 |  | 0 |  |  | 0 | 0 | 0 |  |  | 0 | 0 | 0 | 0 | 0 | 0 | 0 | 0 | 0 | 0 | 0 | 0 | 0 | 0 | 0 | 0 | 0 | 0 | 0 | 0 | 0
0 | 0 |  |  |  | 0 | [11 empty] | 0 | 0 |  | 0 |  | 0 | [5 empty] | 0 |  | 0 |  | 0 |  | 0 |  | 0 |  | 0 |  | 0 |  | 0 |  |  | 0 | 0 | 0 |  |  | 0 | 0 | 0 | 0 | 0 | 0 | 0 | 0 | 0 | 0 | 0 | 0 | 0 | 0 | 0 | 0 | 0 | 0 | 0 | 0 | 0
0 | 0 |  |  |  | 0 | [11 empty] | 0 | 0 |  | 0 |  | 0 | [5 empty] | 0 |  | 0 |  | 0 |  | 0 |  | 0 |  | 0 |  | 0 |  | 0 |  |  | 0 | 0 | 0 |  |  | 0 | 0 | 0 | 0 | 0 | 0 | 0 | 0 | 0 | 0 | 0 | 0 | 0 | 0 | 0 | 0 | 0 | 0 | 0 | 0 | 0
0 | 0 |  |  |  | 0 | [11 empty] | 0 | 0 |  | 0 |  | 0 | [5 empty] | 0 |  | 0 |  | 0 |  | 0 |  | 0 |  | 0 |  | 0 |  | 0 |  |  | 0 | 0 | 0 |  |  | 0 | 0 | 0 | 0 | 0 | 0 | 0 | 0 | 0 | 0 | 0 | 0 | 0 | 0 | 0 | 0 | 0 | 0 | 0 | 0 | 0
0 | 0 |  |  |  | 0 | [11 empty] | 0 | 0 |  | 0 |  | 0 | [5 empty] | 0 |  | 0 |  | 0 |  | 0 |  | 0 |  | 0 |  | 0 |  | 0 |  |  | 0 | 0 | 0 |  |  | 0 | 0 | 0 | 0 | 0 | 0 | 0 | 0 | 0 | 0 | 0 | 0 | 0 | 0 | 0 | 0 | 0 | 0 | 0 | 0 | 0
0 | 0 |  |  |  | 0 | [11 empty] | 0 | 0 |  | 0 |  | 0 | [5 empty] | 0 |  | 0 |  | 0 |  | 0 |  | 0 |  | 0 |  | 0 |  | 0 |  |  | 0 | 0 | 0 |  |  | 0 | 0 | 0 | 0 | 0 | 0 | 0 | 0 | 0 | 0 | 0 | 0 | 0 | 0 | 0 | 0 | 0 | 0 | 0 | 0 | 0
0 | 0 |  |  |  | 0 | [11 empty] | 0 | 0 |  | 0 |  | 0 | [5 empty] | 0 |  | 0 |  | 0 |  | 0 |  | 0 |  | 0 |  | 0 |  | 0 |  |  | 0 | 0 | 0 |  |  | 0 | 0 | 0 | 0 | 0 | 0 | 0 | 0 | 0 | 0 | 0 | 0 | 0 | 0 | 0 | 0 | 0 | 0 | 0 | 0 | 0
0 | 0 |  |  |  | 0 | [11 empty] | 0 | 0 |  | 0 |  | 0 | [5 empty] | 0 |  | 0 |  | 0 |  | 0 |  | 0 |  | 0 |  | 0 |  | 0 |  |  | 0 | 0 | 0 |  |  | 0 | 0 | 0 | 0 | 0 | 0 | 0 | 0 | 0 | 0 | 0 | 0 | 0 | 0 | 0 | 0 | 0 | 0 | 0 | 0 | 0
0 | 0 |  |  |  | 0 | [11 empty] | 0 | 0 |  | 0 |  | 0 | [5 empty] | 0 |  | 0 |  | 0 |  | 0 |  | 0 |  | 0 |  | 0 |  | 0 |  |  | 0 | 0 | 0 |  |  | 0 | 0 | 0 | 0 | 0 | 0 | 0 | 0 | 0 | 0 | 0 | 0 | 0 | 0 | 0 | 0 | 0 | 0 | 0 | 0 | 0
0 | 0 |  |  |  | 0 | [11 empty] | 0 | 0 |  | 0 |  | 0 | [5 empty] | 0 |  | 0 |  | 0 |  | 0 |  | 0 |  | 0 |  | 0 |  | 0 |  |  | 0 | 0 | 0 |  |  | 0 | 0 | 0 | 0 | 0 | 0 | 0 | 0 | 0 | 0 | 0 | 0 | 0 | 0 | 0 | 0 | 0 | 0 | 0 | 0 | 0
0 | 0 |  |  |  | 0 | [11 empty] | 0 | 0 |  | 0 |  | 0 | [5 empty] | 0 |  | 0 |  | 0 |  | 0 |  | 0 |  | 0 |  | 0 |  | 0 |  |  | 0 | 0 | 0 |  |  | 0 | 0 | 0 | 0 | 0 | 0 | 0 | 0 | 0 | 0 | 0 | 0 | 0 | 0 | 0 | 0 | 0 | 0 | 0 | 0 | 0
0 | 0 |  |  |  | 0 | [11 empty] | 0 | 0 |  | 0 |  | 0 | [5 empty] | 0 |  | 0 |  | 0 |  | 0 |  | 0 |  | 0 |  | 0 |  | 0 |  |  | 0 | 0 | 0 |  |  | 0 | 0 | 0 | 0 | 0 | 0 | 0 | 0 | 0 | 0 | 0 | 0 | 0 | 0 | 0 | 0 | 0 | 0 | 0 | 0 | 0
0 | 0 |  |  |  | 0 | [11 empty] | 0 | 0 |  | 0 |  | 0 | [5 empty] | 0 |  | 0 |  | 0 |  | 0 |  | 0 |  | 0 |  | 0 |  | 0 |  |  | 0 | 0 | 0 |  |  | 0 | 0 | 0 | 0 | 0 | 0 | 0 | 0 | 0 | 0 | 0 | 0 | 0 | 0 | 0 | 0 | 0 | 0 | 0 | 0 | 0
0 | 0 |  |  |  | 0 | [11 empty] | 0 | 0 |  | 0 |  | 0 | [5 empty] | 0 |  | 0 |  | 0 |  | 0 |  | 0 |  | 0 |  | 0 |  | 0 |  |  | 0 | 0 | 0 |  |  | 0 | 0 | 0 | 0 | 0 | 0 | 0 | 0 | 0 | 0 | 0 | 0 | 0 | 0 | 0 | 0 | 0 | 0 | 0 | 0 | 0
0 | 0 |  |  |  | 0 | [11 empty] | 0 | 0 |  | 0 |  | 0 | [5 empty] | 0 |  | 0 |  | 0 |  | 0 |  | 0 |  | 0 |  | 0 |  | 0 |  |  | 0 | 0 | 0 |  |  | 0 | 0 | 0 | 0 | 0 | 0 | 0 | 0 | 0 | 0 | 0 | 0 | 0 | 0 | 0 | 0 | 0 | 0 | 0 | 0 | 0
0 | 0 |  |  |  | 0 | [11 empty] | 0 | 0 |  | 0 |  | 0 | [5 empty] | 0 |  | 0 |  | 0 |  | 0 |  | 0 |  | 0 |  | 0 |  | 0 |  |  | 0 | 0 | 0 |  |  | 0 | 0 | 0 | 0 | 0 | 0 | 0 | 0 | 0 | 0 | 0 | 0 | 0 | 0 | 0 | 0 | 0 | 0 | 0 | 0 | 0
0 | 0 |  |  |  | 0 | [11 empty] | 0 | 0 |  | 0 |  | 0 | [5 empty] | 0 |  | 0 |  | 0 |  | 0 |  | 0 |  | 0 |  | 0 |  | 0 |  |  | 0 | 0 | 0 |  |  | 0 | 0 | 0 | 0 | 0 | 0 | 0 | 0 | 0 | 0 | 0 | 0 | 0 | 0 | 0 | 0 | 0 | 0 | 0 | 0 | 0
0 | 0 |  |  |  | 0 | [11 empty] | 0 | 0 |  | 0 |  | 0 | [5 empty] | 0 |  | 0 |  | 0 |  | 0 |  | 0 |  | 0 |  | 0 |  | 0 |  |  | 0 | 0 | 0 |  |  | 0 | 0 | 0 | 0 | 0 | 0 | 0 | 0 | 0 | 0 | 0 | 0 | 0 | 0 | 0 | 0 | 0 | 0 | 0 | 0 | 0
0 | 0 |  |  |  | 0 | [11 empty] | 0 | 0 |  | 0 |  | 0 | [5 empty] | 0 |  | 0 |  | 0 |  | 0 |  | 0 |  | 0 |  | 0 |  | 0 |  |  | 0 | 0 | 0 |  |  | 0 | 0 | 0 | 0 | 0 | 0 | 0 | 0 | 0 | 0 | 0 | 0 | 0 | 0 | 0 | 0 | 0 | 0 | 0 | 0 | 0
0 | 0 |  |  |  | 0 | [11 empty] | 0 | 0 |  | 0 |  | 0 | [5 empty] | 0 |  | 0 |  | 0 |  | 0 |  | 0 |  | 0 |  | 0 |  | 0 |  |  | 0 | 0 | 0 |  |  | 0 | 0 | 0 | 0 | 0 | 0 | 0 | 0 | 0 | 0 | 0 | 0 | 0 | 0 | 0 | 0 | 0 | 0 | 0 | 0 | 0
0 | 0 |  |  |  | 0 | [11 empty] | 0 | 0 |  | 0 |  | 0 | [5 empty] | 0 |  | 0 |  | 0 |  | 0 |  | 0 |  | 0 |  | 0 |  | 0 |  |  | 0 | 0 | 0 |  |  | 0 | 0 | 0 | 0 | 0 | 0 | 0 | 0 | 0 | 0 | 0 | 0 | 0 | 0 | 0 | 0 | 0 | 0 | 0 | 0 | 0
0 | 0 |  |  |  | 0 | [11 empty] | 0 | 0 |  | 0 |  | 0 | [5 empty] | 0 |  | 0 |  | 0 |  | 0 |  | 0 |  | 0 |  | 0 |  | 0 |  |  | 0 | 0 | 0 |  |  | 0 | 0 | 0 | 0 | 0 | 0 | 0 | 0 | 0 | 0 | 0 | 0 | 0 | 0 | 0 | 0 | 0 | 0 | 0 | 0 | 0
0 | 0 |  |  |  | 0 | [11 empty] | 0 | 0 |  | 0 |  | 0 | [5 empty] | 0 |  | 0 |  | 0 |  | 0 |  | 0 |  | 0 |  | 0 |  | 0 |  |  | 0 | 0 | 0 |  |  | 0 | 0 | 0 | 0 | 0 | 0 | 0 | 0 | 0 | 0 | 0 | 0 | 0 | 0 | 0 | 0 | 0 | 0 | 0 | 0 | 0
0 | 0 |  |  |  | 0 | [11 empty] | 0 | 0 |  | 0 |  | 0 | [5 empty] | 0 |  | 0 |  | 0 |  | 0 |  | 0 |  | 0 |  | 0 |  | 0 |  |  | 0 | 0 | 0 |  |  | 0 | 0 | 0 | 0 | 0 | 0 | 0 | 0 | 0 | 0 | 0 | 0 | 0 | 0 | 0 | 0 | 0 | 0 | 0 | 0 | 0
0 | 0 |  |  |  | 0 | [11 empty] | 0 | 0 |  | 0 |  | 0 | [5 empty] | 0 |  | 0 |  | 0 |  | 0 |  | 0 |  | 0 |  | 0 |  | 0 |  |  | 0 | 0 | 0 |  |  | 0 | 0 | 0 | 0 | 0 | 0 | 0 | 0 | 0 | 0 | 0 | 0 | 0 | 0 | 0 | 0 | 0 | 0 | 0 | 0 | 0
0 | 0 |  |  |  | 0 | [11 empty] | 0 | 0 |  | 0 |  | 0 | [5 empty] | 0 |  | 0 |  | 0 |  | 0 |  | 0 |  | 0 |  | 0 |  | 0 |  |  | 0 | 0 | 0 |  |  | 0 | 0 | 0 | 0 | 0 | 0 | 0 | 0 | 0 | 0 | 0 | 0 | 0 | 0 | 0 | 0 | 0 | 0 | 0 | 0 | 0
0 | 0 |  |  |  | 0 | [11 empty] | 0 | 0 |  | 0 |  | 0 | [5 empty] | 0 |  | 0 |  | 0 |  | 0 |  | 0 |  | 0 |  | 0 |  | 0 |  |  | 0 | 0 | 0 |  |  | 0 | 0 | 0 | 0 | 0 | 0 | 0 | 0 | 0 | 0 | 0 | 0 | 0 | 0 | 0 | 0 | 0 | 0 | 0 | 0 | 0
0 | 0 |  |  |  | 0 | [11 empty] | 0 | 0 |  | 0 |  | 0 | [5 empty] | 0 |  | 0 |  | 0 |  | 0 |  | 0 |  | 0 |  | 0 |  | 0 |  |  | 0 | 0 | 0 |  |  | 0 | 0 | 0 | 0 | 0 | 0 | 0 | 0 | 0 | 0 | 0 | 0 | 0 | 0 | 0 | 0 | 0 | 0 | 0 | 0 | 0
0 | 0 |  |  |  | 0 | [11 empty] | 0 | 0 |  | 0 |  | 0 | [5 empty] | 0 |  | 0 |  | 0 |  | 0 |  | 0 |  | 0 |  | 0 |  | 0 |  |  | 0 | 0 | 0 |  |  | 0 | 0 | 0 | 0 | 0 | 0 | 0 | 0 | 0 | 0 | 0 | 0 | 0 | 0 | 0 | 0 | 0 | 0 | 0 | 0 | 0
0 | 0 |  |  |  | 0 | [11 empty] | 0 | 0 |  | 0 |  | 0 | [5 empty] | 0 |  | 0 |  | 0 |  | 0 |  | 0 |  | 0 |  | 0 |  | 0 |  |  | 0 | 0 | 0 |  |  | 0 | 0 | 0 | 0 | 0 | 0 | 0 | 0 | 0 | 0 | 0 | 0 | 0 | 0 | 0 | 0 | 0 | 0 | 0 | 0 | 0
0 | 0 |  |  |  | 0 | [11 empty] | 0 | 0 |  | 0 |  | 0 | [5 empty] | 0 |  | 0 |  | 0 |  | 0 |  | 0 |  | 0 |  | 0 |  | 0 |  |  | 0 | 0 | 0 |  |  | 0 | 0 | 0 | 0 | 0 | 0 | 0 | 0 | 0 | 0 | 0 | 0 | 0 | 0 | 0 | 0 | 0 | 0 | 0 | 0 | 0
0 | 0 |  |  |  | 0 | [11 empty] | 0 | 0 |  | 0 |  | 0 | [5 empty] | 0 |  | 0 |  | 0 |  | 0 |  | 0 |  | 0 |  | 0 |  | 0 |  |  | 0 | 0 | 0 |  |  | 0 | 0 | 0 | 0 | 0 | 0 | 0 | 0 | 0 | 0 | 0 | 0 | 0 | 0 | 0 | 0 | 0 | 0 | 0 | 0 | 0
0 | 0 |  |  |  | 0 | [11 empty] | 0 | 0 |  | 0 |  | 0 | [5 empty] | 0 |  | 0 |  | 0 |  | 0 |  | 0 |  | 0 |  | 0 |  | 0 |  |  | 0 | 0 | 0 |  |  | 0 | 0 | 0 | 0 | 0 | 0 | 0 | 0 | 0 | 0 | 0 | 0 | 0 | 0 | 0 | 0 | 0 | 0 | 0 | 0 | 0
0 | 0 |  |  |  | 0 | [11 empty] | 0 | 0 |  | 0 |  | 0 | [5 empty] | 0 |  | 0 |  | 0 |  | 0 |  | 0 |  | 0 |  | 0 |  | 0 |  |  | 0 | 0 | 0 |  |  | 0 | 0 | 0 | 0 | 0 | 0 | 0 | 0 | 0 | 0 | 0 | 0 | 0 | 0 | 0 | 0 | 0 | 0 | 0 | 0 | 0
0 | 0 |  |  |  | 0 | [11 empty] | 0 | 0 |  | 0 |  | 0 | [5 empty] | 0 |  | 0 |  | 0 |  | 0 |  | 0 |  | 0 |  | 0 |  | 0 |  |  | 0 | 0 | 0 |  |  | 0 | 0 | 0 | 0 | 0 | 0 | 0 | 0 | 0 | 0 | 0 | 0 | 0 | 0 | 0 | 0 | 0 | 0 | 0 | 0 | 0
0 | 0 |  |  |  | 0 | [11 empty] | 0 | 0 |  | 0 |  | 0 | [5 empty] | 0 |  | 0 |  | 0 |  | 0 |  | 0 |  | 0 |  | 0 |  | 0 |  |  | 0 | 0 | 0 |  |  | 0 | 0 | 0 | 0 | 0 | 0 | 0 | 0 | 0 | 0 | 0 | 0 | 0 | 0 | 0 | 0 | 0 | 0 | 0 | 0 | 0
0 | 0 |  |  |  | 0 | [11 empty] | 0 | 0 |  | 0 |  | 0 | [5 empty] | 0 |  | 0 |  | 0 |  | 0 |  | 0 |  | 0 |  | 0 |  | 0 |  |  | 0 | 0 | 0 |  |  | 0 | 0 | 0 | 0 | 0 | 0 | 0 | 0 | 0 | 0 | 0 | 0 | 0 | 0 | 0 | 0 | 0 | 0 | 0 | 0 | 0
0 | 0 |  |  |  | 0 | [11 empty] | 0 | 0 |  | 0 |  | 0 | [5 empty] | 0 |  | 0 |  | 0 |  | 0 |  | 0 |  | 0 |  | 0 |  | 0 |  |  | 0 | 0 | 0 |  |  | 0 | 0 | 0 | 0 | 0 | 0 | 0 | 0 | 0 | 0 | 0 | 0 | 0 | 0 | 0 | 0 | 0 | 0 | 0 | 0 | 0
0 | 0 |  |  |  | 0 | [11 empty] | 0 | 0 |  | 0 |  | 0 | [5 empty] | 0 |  | 0 |  | 0 |  | 0 |  | 0 |  | 0 |  | 0 |  | 0 |  |  | 0 | 0 | 0 |  |  | 0 | 0 | 0 | 0 | 0 | 0 | 0 | 0 | 0 | 0 | 0 | 0 | 0 | 0 | 0 | 0 | 0 | 0 | 0 | 0 | 0
0 | 0 |  |  |  | 0 | [11 empty] | 0 | 0 |  | 0 |  | 0 | [5 empty] | 0 |  | 0 |  | 0 |  | 0 |  | 0 |  | 0 |  | 0 |  | 0 |  |  | 0 | 0 | 0 |  |  | 0 | 0 | 0 | 0 | 0 | 0 | 0 | 0 | 0 | 0 | 0 | 0 | 0 | 0 | 0 | 0 | 0 | 0 | 0 | 0 | 0
0 | 0 |  |  |  | 0 | [11 empty] | 0 | 0 |  | 0 |  | 0 | [5 empty] | 0 |  | 0 |  | 0 |  | 0 |  | 0 |  | 0 |  | 0 |  | 0 |  |  | 0 | 0 | 0 |  |  | 0 | 0 | 0 | 0 | 0 | 0 | 0 | 0 | 0 | 0 | 0 | 0 | 0 | 0 | 0 | 0 | 0 | 0 | 0 | 0 | 0
0 | 0 |  |  |  | 0 | [11 empty] | 0 | 0 |  | 0 |  | 0 | [5 empty] | 0 |  | 0 |  | 0 |  | 0 |  | 0 |  | 0 |  | 0 |  | 0 |  |  | 0 | 0 | 0 |  |  | 0 | 0 | 0 | 0 | 0 | 0 | 0 | 0 | 0 | 0 | 0 | 0 | 0 | 0 | 0 | 0 | 0 | 0 | 0 | 0 | 0
0 | 0 |  |  |  | 0 | [11 empty] | 0 | 0 |  | 0 |  | 0 | [5 empty] | 0 |  | 0 |  | 0 |  | 0 |  | 0 |  | 0 |  | 0 |  | 0 |  |  | 0 | 0 | 0 |  |  | 0 | 0 | 0 | 0 | 0 | 0 | 0 | 0 | 0 | 0 | 0 | 0 | 0 | 0 | 0 | 0 | 0 | 0 | 0 | 0 | 0
0 | 0 |  |  |  | 0 | [11 empty] | 0 | 0 |  | 0 |  | 0 | [5 empty] | 0 |  | 0 |  | 0 |  | 0 |  | 0 |  | 0 |  | 0 |  | 0 |  |  | 0 | 0 | 0 |  |  | 0 | 0 | 0 | 0 | 0 | 0 | 0 | 0 | 0 | 0 | 0 | 0 | 0 | 0 | 0 | 0 | 0 | 0 | 0 | 0 | 0
0 | 0 |  |  |  | 0 | [11 empty] | 0 | 0 |  | 0 |  | 0 | [5 empty] | 0 |  | 0 |  | 0 |  | 0 |  | 0 |  | 0 |  | 0 |  | 0 |  |  | 0 | 0 | 0 |  |  | 0 | 0 | 0 | 0 | 0 | 0 | 0 | 0 | 0 | 0 | 0 | 0 | 0 | 0 | 0 | 0 | 0 | 0 | 0 | 0 | 0
0 | 0 |  |  |  | 0 | [11 empty] | 0 | 0 |  | 0 |  | 0 | [5 empty] | 0 |  | 0 |  | 0 |  | 0 |  | 0 |  | 0 |  | 0 |  | 0 |  |  | 0 | 0 | 0 |  |  | 0 | 0 | 0 | 0 | 0 | 0 | 0 | 0 | 0 | 0 | 0 | 0 | 0 | 0 | 0 | 0 | 0 | 0 | 0 | 0 | 0
0 | 0 |  |  |  | 0 | [11 empty] | 0 | 0 |  | 0 |  | 0 | [5 empty] | 0 |  | 0 |  | 0 |  | 0 |  | 0 |  | 0 |  | 0 |  | 0 |  |  | 0 | 0 | 0 |  |  | 0 | 0 | 0 | 0 | 0 | 0 | 0 | 0 | 0 | 0 | 0 | 0 | 0 | 0 | 0 | 0 | 0 | 0 | 0 | 0 | 0
0 | 0 |  |  |  | 0 | [11 empty] | 0 | 0 |  | 0 |  | 0 | [5 empty] | 0 |  | 0 |  | 0 |  | 0 |  | 0 |  | 0 |  | 0 |  | 0 |  |  | 0 | 0 | 0 |  |  | 0 | 0 | 0 | 0 | 0 | 0 | 0 | 0 | 0 | 0 | 0 | 0 | 0 | 0 | 0 | 0 | 0 | 0 | 0 | 0 | 0
0 | 0 |  |  |  | 0 | [11 empty] | 0 | 0 |  | 0 |  | 0 | [5 empty] | 0 |  | 0 |  | 0 |  | 0 |  | 0 |  | 0 |  | 0 |  | 0 |  |  | 0 | 0 | 0 |  |  | 0 | 0 | 0 | 0 | 0 | 0 | 0 | 0 | 0 | 0 | 0 | 0 | 0 | 0 | 0 | 0 | 0 | 0 | 0 | 0 | 0
0 | 0 |  |  |  | 0 | [11 empty] | 0 | 0 |  | 0 |  | 0 | [5 empty] | 0 |  | 0 |  | 0 |  | 0 |  | 0 |  | 0 |  | 0 |  | 0 |  |  | 0 | 0 | 0 |  |  | 0 | 0 | 0 | 0 | 0 | 0 | 0 | 0 | 0 | 0 | 0 | 0 | 0 | 0 | 0 | 0 | 0 | 0 | 0 | 0 | 0
0 | 0 |  |  |  | 0 | [11 empty] | 0 | 0 |  | 0 |  | 0 | [5 empty] | 0 |  | 0 |  | 0 |  | 0 |  | 0 |  | 0 |  | 0 |  | 0 |  |  | 0 | 0 | 0 |  |  | 0 | 0 | 0 | 0 | 0 | 0 | 0 | 0 | 0 | 0 | 0 | 0 | 0 | 0 | 0 | 0 | 0 | 0 | 0 | 0 | 0
0 | 0 |  |  |  | 0 | [11 empty] | 0 | 0 |  | 0 |  | 0 | [5 empty] | 0 |  | 0 |  | 0 |  | 0 |  | 0 |  | 0 |  | 0 |  | 0 |  |  | 0 | 0 | 0 |  |  | 0 | 0 | 0 | 0 | 0 | 0 | 0 | 0 | 0 | 0 | 0 | 0 | 0 | 0 | 0 | 0 | 0 | 0 | 0 | 0 | 0
0 | 0 |  |  |  | 0 | [11 empty] | 0 | 0 |  | 0 |  | 0 | [5 empty] | 0 |  | 0 |  | 0 |  | 0 |  | 0 |  | 0 |  | 0 |  | 0 |  |  | 0 | 0 | 0 |  |  | 0 | 0 | 0 | 0 | 0 | 0 | 0 | 0 | 0 | 0 | 0 | 0 | 0 | 0 | 0 | 0 | 0 | 0 | 0 | 0 | 0
0 | 0 |  |  |  | 0 | [11 empty] | 0 | 0 |  | 0 |  | 0 | [5 empty] | 0 |  | 0 |  | 0 |  | 0 |  | 0 |  | 0 |  | 0 |  | 0 |  |  | 0 | 0 | 0 |  |  | 0 | 0 | 0 | 0 | 0 | 0 | 0 | 0 | 0 | 0 | 0 | 0 | 0 | 0 | 0 | 0 | 0 | 0 | 0 | 0 | 0
0 | 0 |  |  |  | 0 | [11 empty] | 0 | 0 |  | 0 |  | 0 | [5 empty] | 0 |  | 0 |  | 0 |  | 0 |  | 0 |  | 0 |  | 0 |  | 0 |  |  | 0 | 0 | 0 |  |  | 0 | 0 | 0 | 0 | 0 | 0 | 0 | 0 | 0 | 0 | 0 | 0 | 0 | 0 | 0 | 0 | 0 | 0 | 0 | 0 | 0
0 | 0 |  |  |  | 0 | [11 empty] | 0 | 0 |  | 0 |  | 0 | [5 empty] | 0 |  | 0 |  | 0 |  | 0 |  | 0 |  | 0 |  | 0 |  | 0 |  |  | 0 | 0 | 0 |  |  | 0 | 0 | 0 | 0 | 0 | 0 | 0 | 0 | 0 | 0 | 0 | 0 | 0 | 0 | 0 | 0 | 0 | 0 | 0 | 0 | 0
0 | 0 |  |  |  | 0 | [11 empty] | 0 | 0 |  | 0 |  | 0 | [5 empty] | 0 |  | 0 |  | 0 |  | 0 |  | 0 |  | 0 |  | 0 |  | 0 |  |  | 0 | 0 | 0 |  |  | 0 | 0 | 0 | 0 | 0 | 0 | 0 | 0 | 0 | 0 | 0 | 0 | 0 | 0 | 0 | 0 | 0 | 0 | 0 | 0 | 0
0 | 0 |  |  |  | 0 | [11 empty] | 0 | 0 |  | 0 |  | 0 | [5 empty] | 0 |  | 0 |  | 0 |  | 0 |  | 0 |  | 0 |  | 0 |  | 0 |  |  | 0 | 0 | 0 |  |  | 0 | 0 | 0 | 0 | 0 | 0 | 0 | 0 | 0 | 0 | 0 | 0 | 0 | 0 | 0 | 0 | 0 | 0 | 0 | 0 | 0
0 | 0 |  |  |  | 0 | [11 empty] | 0 | 0 |  | 0 |  | 0 | [5 empty] | 0 |  | 0 |  | 0 |  | 0 |  | 0 |  | 0 |  | 0 |  | 0 |  |  | 0 | 0 | 0 |  |  | 0 | 0 | 0 | 0 | 0 | 0 | 0 | 0 | 0 | 0 | 0 | 0 | 0 | 0 | 0 | 0 | 0 | 0 | 0 | 0 | 0
0 | 0 |  |  |  | 0 | [11 empty] | 0 | 0 |  | 0 |  | 0 | [5 empty] | 0 |  | 0 |  | 0 |  | 0 |  | 0 |  | 0 |  | 0 |  | 0 |  |  | 0 | 0 | 0 |  |  | 0 | 0 | 0 | 0 | 0 | 0 | 0 | 0 | 0 | 0 | 0 | 0 | 0 | 0 | 0 | 0 | 0 | 0 | 0 | 0 | 0
0 | 0 |  |  |  | 0 | [11 empty] | 0 | 0 |  | 0 |  | 0 | [5 empty] | 0 |  | 0 |  | 0 |  | 0 |  | 0 |  | 0 |  | 0 |  | 0 |  |  | 0 | 0 | 0 |  |  | 0 | 0 | 0 | 0 | 0 | 0 | 0 | 0 | 0 | 0 | 0 | 0 | 0 | 0 | 0 | 0 | 0 | 0 | 0 | 0 | 0
0 | 0 |  |  |  | 0 | [11 empty] | 0 | 0 |  | 0 |  | 0 | [5 empty] | 0 |  | 0 |  | 0 |  | 0 |  | 0 |  | 0 |  | 0 |  | 0 |  |  | 0 | 0 | 0 |  |  | 0 | 0 | 0 | 0 | 0 | 0 | 0 | 0 | 0 | 0 | 0 | 0 | 0 | 0 | 0 | 0 | 0 | 0 | 0 | 0 | 0
0 | 0 |  |  |  | 0 | [11 empty] | 0 | 0 |  | 0 |  | 0 | [5 empty] | 0 |  | 0 |  | 0 |  | 0 |  | 0 |  | 0 |  | 0 |  | 0 |  |  | 0 | 0 | 0 |  |  | 0 | 0 | 0 | 0 | 0 | 0 | 0 | 0 | 0 | 0 | 0 | 0 | 0 | 0 | 0 | 0 | 0 | 0 | 0 | 0 | 0
0 | 0 |  |  |  | 0 | [11 empty] | 0 | 0 |  | 0 |  | 0 | [5 empty] | 0 |  | 0 |  | 0 |  | 0 |  | 0 |  | 0 |  | 0 |  | 0 |  |  | 0 | 0 | 0 |  |  | 0 | 0 | 0 | 0 | 0 | 0 | 0 | 0 | 0 | 0 | 0 | 0 | 0 | 0 | 0 | 0 | 0 | 0 | 0 | 0 | 0
0 | 0 |  |  |  | 0 | [11 empty] | 0 | 0 |  | 0 |  | 0 | [5 empty] | 0 |  | 0 |  | 0 |  | 0 |  | 0 |  | 0 |  | 0 |  | 0 |  |  | 0 | 0 | 0 |  |  | 0 | 0 | 0 | 0 | 0 | 0 | 0 | 0 | 0 | 0 | 0 | 0 | 0 | 0 | 0 | 0 | 0 | 0 | 0 | 0 | 0
0 | 0 |  |  |  | 0 | [11 empty] | 0 | 0 |  | 0 |  | 0 | [5 empty] | 0 |  | 0 |  | 0 |  | 0 |  | 0 |  | 0 |  | 0 |  | 0 |  |  | 0 | 0 | 0 |  |  | 0 | 0 | 0 | 0 | 0 | 0 | 0 | 0 | 0 | 0 | 0 | 0 | 0 | 0 | 0 | 0 | 0 | 0 | 0 | 0 | 0
0 | 0 |  |  |  | 0 | [11 empty] | 0 | 0 |  | 0 |  | 0 | [5 empty] | 0 |  | 0 |  | 0 |  | 0 |  | 0 |  | 0 |  | 0 |  | 0 |  |  | 0 | 0 | 0 |  |  | 0 | 0 | 0 | 0 | 0 | 0 | 0 | 0 | 0 | 0 | 0 | 0 | 0 | 0 | 0 | 0 | 0 | 0 | 0 | 0 | 0
0 | 0 |  |  |  | 0 | [11 empty] | 0 | 0 |  | 0 |  | 0 | [5 empty] | 0 |  | 0 |  | 0 |  | 0 |  | 0 |  | 0 |  | 0 |  | 0 |  |  | 0 | 0 | 0 |  |  | 0 | 0 | 0 | 0 | 0 | 0 | 0 | 0 | 0 | 0 | 0 | 0 | 0 | 0 | 0 | 0 | 0 | 0 | 0 | 0 | 0
0 | 0 |  |  |  | 0 | [11 empty] | 0 | 0 |  | 0 |  | 0 | [5 empty] | 0 |  | 0 |  | 0 |  | 0 |  | 0 |  | 0 |  | 0 |  | 0 |  |  | 0 | 0 | 0 |  |  | 0 | 0 | 0 | 0 | 0 | 0 | 0 | 0 | 0 | 0 | 0 | 0 | 0 | 0 | 0 | 0 | 0 | 0 | 0 | 0 | 0
0 | 0 |  |  |  | 0 | [11 empty] | 0 | 0 |  | 0 |  | 0 | [5 empty] | 0 |  | 0 |  | 0 |  | 0 |  | 0 |  | 0 |  | 0 |  | 0 |  |  | 0 | 0 | 0 |  |  | 0 | 0 | 0 | 0 | 0 | 0 | 0 | 0 | 0 | 0 | 0 | 0 | 0 | 0 | 0 | 0 | 0 | 0 | 0 | 0 | 0
0 | 0 |  |  |  | 0 | [11 empty] | 0 | 0 |  | 0 |  | 0 | [5 empty] | 0 |  | 0 |  | 0 |  | 0 |  | 0 |  | 0 |  | 0 |  | 0 |  |  | 0 | 0 | 0 |  |  | 0 | 0 | 0 | 0 | 0 | 0 | 0 | 0 | 0 | 0 | 0 | 0 | 0 | 0 | 0 | 0 | 0 | 0 | 0 | 0 | 0
0 | 0 |  |  |  | 0 | [11 empty] | 0 | 0 |  | 0 |  | 0 | [5 empty] | 0 |  | 0 |  | 0 |  | 0 |  | 0 |  | 0 |  | 0 |  | 0 |  |  | 0 | 0 | 0 |  |  | 0 | 0 | 0 | 0 | 0 | 0 | 0 | 0 | 0 | 0 | 0 | 0 | 0 | 0 | 0 | 0 | 0 | 0 | 0 | 0 | 0
0 | 0 |  |  |  | 0 | [11 empty] | 0 | 0 |  | 0 |  | 0 | [5 empty] | 0 |  | 0 |  | 0 |  | 0 |  | 0 |  | 0 |  | 0 |  | 0 |  |  | 0 | 0 | 0 |  |  | 0 | 0 | 0 | 0 | 0 | 0 | 0 | 0 | 0 | 0 | 0 | 0 | 0 | 0 | 0 | 0 | 0 | 0 | 0 | 0 | 0
0 | 0 |  |  |  | 0 | [11 empty] | 0 | 0 |  | 0 |  | 0 | [5 empty] | 0 |  | 0 |  | 0 |  | 0 |  | 0 |  | 0 |  | 0 |  | 0 |  |  | 0 | 0 | 0 |  |  | 0 | 0 | 0 | 0 | 0 | 0 | 0 | 0 | 0 | 0 | 0 | 0 | 0 | 0 | 0 | 0 | 0 | 0 | 0 | 0 | 0
0 | 0 |  |  |  | 0 | [11 empty] | 0 | 0 |  | 0 |  | 0 | [5 empty] | 0 |  | 0 |  | 0 |  | 0 |  | 0 |  | 0 |  | 0 |  | 0 |  |  | 0 | 0 | 0 |  |  | 0 | 0 | 0 | 0 | 0 | 0 | 0 | 0 | 0 | 0 | 0 | 0 | 0 | 0 | 0 | 0 | 0 | 0 | 0 | 0 | 0
0 | 0 |  |  |  | 0 | [11 empty] | 0 | 0 |  | 0 |  | 0 | [5 empty] | 0 |  | 0 |  | 0 |  | 0 |  | 0 |  | 0 |  | 0 |  | 0 |  |  | 0 | 0 | 0 |  |  | 0 | 0 | 0 | 0 | 0 | 0 | 0 | 0 | 0 | 0 | 0 | 0 | 0 | 0 | 0 | 0 | 0 | 0 | 0 | 0 | 0
0 | 0 |  |  |  | 0 | [11 empty] | 0 | 0 |  | 0 |  | 0 | [5 empty] | 0 |  | 0 |  | 0 |  | 0 |  | 0 |  | 0 |  | 0 |  | 0 |  |  | 0 | 0 | 0 |  |  | 0 | 0 | 0 | 0 | 0 | 0 | 0 | 0 | 0 | 0 | 0 | 0 | 0 | 0 | 0 | 0 | 0 | 0 | 0 | 0 | 0
0 | 0 |  |  |  | 0 | [11 empty] | 0 | 0 |  | 0 |  | 0 | [5 empty] | 0 |  | 0 |  | 0 |  | 0 |  | 0 |  | 0 |  | 0 |  | 0 |  |  | 0 | 0 | 0 |  |  | 0 | 0 | 0 | 0 | 0 | 0 | 0 | 0 | 0 | 0 | 0 | 0 | 0 | 0 | 0 | 0 | 0 | 0 | 0 | 0 | 0
0 | 0 |  |  |  | 0 | [11 empty] | 0 | 0 |  | 0 |  | 0 | [5 empty] | 0 |  | 0 |  | 0 |  | 0 |  | 0 |  | 0 |  | 0 |  | 0 |  |  | 0 | 0 | 0 |  |  | 0 | 0 | 0 | 0 | 0 | 0 | 0 | 0 | 0 | 0 | 0 | 0 | 0 | 0 | 0 | 0 | 0 | 0 | 0 | 0 | 0
0 | 0 |  |  |  | 0 | [11 empty] | 0 | 0 |  | 0 |  | 0 | [5 empty] | 0 |  | 0 |  | 0 |  | 0 |  | 0 |  | 0 |  | 0 |  | 0 |  |  | 0 | 0 | 0 |  |  | 0 | 0 | 0 | 0 | 0 | 0 | 0 | 0 | 0 | 0 | 0 | 0 | 0 | 0 | 0 | 0 | 0 | 0 | 0 | 0 | 0
0 | 0 |  |  |  | 0 | [11 empty] | 0 | 0 |  | 0 |  | 0 | [5 empty] | 0 |  | 0 |  | 0 |  | 0 |  | 0 |  | 0 |  | 0 |  | 0 |  |  | 0 | 0 | 0 |  |  | 0 | 0 | 0 | 0 | 0 | 0 | 0 | 0 | 0 | 0 | 0 | 0 | 0 | 0 | 0 | 0 | 0 | 0 | 0 | 0 | 0
0 | 0 |  |  |  | 0 | [11 empty] | 0 | 0 |  | 0 |  | 0 | [5 empty] | 0 |  | 0 |  | 0 |  | 0 |  | 0 |  | 0 |  | 0 |  | 0 |  |  | 0 | 0 | 0 |  |  | 0 | 0 | 0 | 0 | 0 | 0 | 0 | 0 | 0 | 0 | 0 | 0 | 0 | 0 | 0 | 0 | 0 | 0 | 0 | 0 | 0
0 | 0 |  |  |  | 0 | [11 empty] | 0 | 0 |  | 0 |  | 0 | [5 empty] | 0 |  | 0 |  | 0 |  | 0 |  | 0 |  | 0 |  | 0 |  | 0 |  |  | 0 | 0 | 0 |  |  | 0 | 0 | 0 | 0 | 0 | 0 | 0 | 0 | 0 | 0 | 0 | 0 | 0 | 0 | 0 | 0 | 0 | 0 | 0 | 0 | 0
0 | 0 |  |  |  | 0 | [11 empty] | 0 | 0 |  | 0 |  | 0 | [5 empty] | 0 |  | 0 |  | 0 |  | 0 |  | 0 |  | 0 |  | 0 |  | 0 |  |  | 0 | 0 | 0 |  |  | 0 | 0 | 0 | 0 | 0 | 0 | 0 | 0 | 0 | 0 | 0 | 0 | 0 | 0 | 0 | 0 | 0 | 0 | 0 | 0 | 0
0 | 0 |  |  |  | 0 | [11 empty] | 0 | 0 |  | 0 |  | 0 | [5 empty] | 0 |  | 0 |  | 0 |  | 0 |  | 0 |  | 0 |  | 0 |  | 0 |  |  | 0 | 0 | 0 |  |  | 0 | 0 | 0 | 0 | 0 | 0 | 0 | 0 | 0 | 0 | 0 | 0 | 0 | 0 | 0 | 0 | 0 | 0 | 0 | 0 | 0
0 | 0 |  |  |  | 0 | [11 empty] | 0 | 0 |  | 0 |  | 0 | [5 empty] | 0 |  | 0 |  | 0 |  | 0 |  | 0 |  | 0 |  | 0 |  | 0 |  |  | 0 | 0 | 0 |  |  | 0 | 0 | 0 | 0 | 0 | 0 | 0 | 0 | 0 | 0 | 0 | 0 | 0 | 0 | 0 | 0 | 0 | 0 | 0 | 0 | 0
0 | 0 |  |  |  | 0 | [11 empty] | 0 | 0 |  | 0 |  | 0 | [5 empty] | 0 |  | 0 |  | 0 |  | 0 |  | 0 |  | 0 |  | 0 |  | 0 |  |  | 0 | 0 | 0 |  |  | 0 | 0 | 0 | 0 | 0 | 0 | 0 | 0 | 0 | 0 | 0 | 0 | 0 | 0 | 0 | 0 | 0 | 0 | 0 | 0 | 0
0 | 0 |  |  |  | 0 | [11 empty] | 0 | 0 |  | 0 |  | 0 | [5 empty] | 0 |  | 0 |  | 0 |  | 0 |  | 0 |  | 0 |  | 0 |  | 0 |  |  | 0 | 0 | 0 |  |  | 0 | 0 | 0 | 0 | 0 | 0 | 0 | 0 | 0 | 0 | 0 | 0 | 0 | 0 | 0 | 0 | 0 | 0 | 0 | 0 | 0
0 | 0 |  |  |  | 0 | [11 empty] | 0 | 0 |  | 0 |  | 0 | [5 empty] | 0 |  | 0 |  | 0 |  | 0 |  | 0 |  | 0 |  | 0 |  | 0 |  |  | 0 | 0 | 0 |  |  | 0 | 0 | 0 | 0 | 0 | 0 | 0 | 0 | 0 | 0 | 0 | 0 | 0 | 0 | 0 | 0 | 0 | 0 | 0 | 0 | 0
0 | 0 |  |  |  | 0 | [11 empty] | 0 | 0 |  | 0 |  | 0 | [5 empty] | 0 |  | 0 |  | 0 |  | 0 |  | 0 |  | 0 |  | 0 |  | 0 |  |  | 0 | 0 | 0 |  |  | 0 | 0 | 0 | 0 | 0 | 0 | 0 | 0 | 0 | 0 | 0 | 0 | 0 | 0 | 0 | 0 | 0 | 0 | 0 | 0 | 0
0 | 0 |  |  |  | 0 | [11 empty] | 0 | 0 |  | 0 |  | 0 | [5 empty] | 0 |  | 0 |  | 0 |  | 0 |  | 0 |  | 0 |  | 0 |  | 0 |  |  | 0 | 0 | 0 |  |  | 0 | 0 | 0 | 0 | 0 | 0 | 0 | 0 | 0 | 0 | 0 | 0 | 0 | 0 | 0 | 0 | 0 | 0 | 0 | 0 | 0
0 | 0 |  |  |  | 0 | [11 empty] | 0 | 0 |  | 0 |  | 0 | [5 empty] | 0 |  | 0 |  | 0 |  | 0 |  | 0 |  | 0 |  | 0 |  | 0 |  |  | 0 | 0 | 0 |  |  | 0 | 0 | 0 | 0 | 0 | 0 | 0 | 0 | 0 | 0 | 0 | 0 | 0 | 0 | 0 | 0 | 0 | 0 | 0 | 0 | 0
0 | 0 |  |  |  | 0 | [11 empty] | 0 | 0 |  | 0 |  | 0 | [5 empty] | 0 |  | 0 |  | 0 |  | 0 |  | 0 |  | 0 |  | 0 |  | 0 |  |  | 0 | 0 | 0 |  |  | 0 | 0 | 0 | 0 | 0 | 0 | 0 | 0 | 0 | 0 | 0 | 0 | 0 | 0 | 0 | 0 | 0 | 0 | 0 | 0 | 0
0 | 0 |  |  |  | 0 | [11 empty] | 0 | 0 |  | 0 |  | 0 | [5 empty] | 0 |  | 0 |  | 0 |  | 0 |  | 0 |  | 0 |  | 0 |  | 0 |  |  | 0 | 0 | 0 |  |  | 0 | 0 | 0 | 0 | 0 | 0 | 0 | 0 | 0 | 0 | 0 | 0 | 0 | 0 | 0 | 0 | 0 | 0 | 0 | 0 | 0
0 | 0 |  |  |  | 0 | [11 empty] | 0 | 0 |  | 0 |  | 0 | [5 empty] | 0 |  | 0 |  | 0 |  | 0 |  | 0 |  | 0 |  | 0 |  | 0 |  |  | 0 | 0 | 0 |  |  | 0 | 0 | 0 | 0 | 0 | 0 | 0 | 0 | 0 | 0 | 0 | 0 | 0 | 0 | 0 | 0 | 0 | 0 | 0 | 0 | 0
0 | 0 |  |  |  | 0 | [11 empty] | 0 | 0 |  | 0 |  | 0 | [5 empty] | 0 |  | 0 |  | 0 |  | 0 |  | 0 |  | 0 |  | 0 |  | 0 |  |  | 0 | 0 | 0 |  |  | 0 | 0 | 0 | 0 | 0 | 0 | 0 | 0 | 0 | 0 | 0 | 0 | 0 | 0 | 0 | 0 | 0 | 0 | 0 | 0 | 0
0 | 0 |  |  |  | 0 | [11 empty] | 0 | 0 |  | 0 |  | 0 | [5 empty] | 0 |  | 0 |  | 0 |  | 0 |  | 0 |  | 0 |  | 0 |  | 0 |  |  | 0 | 0 | 0 |  |  | 0 | 0 | 0 | 0 | 0 | 0 | 0 | 0 | 0 | 0 | 0 | 0 | 0 | 0 | 0 | 0 | 0 | 0 | 0 | 0 | 0
0 | 0 |  |  |  | 0 | [11 empty] | 0 | 0 |  | 0 |  | 0 | [5 empty] | 0 |  | 0 |  | 0 |  | 0 |  | 0 |  | 0 |  | 0 |  | 0 |  |  | 0 | 0 | 0 |  |  | 0 | 0 | 0 | 0 | 0 | 0 | 0 | 0 | 0 | 0 | 0 | 0 | 0 | 0 | 0 | 0 | 0 | 0 | 0 | 0 | 0
0
[6 empty] | END |  | Total Price for Schedule X (Option) | [9 empty] | 0 |  | 0 |  | 0 | Baht |  | Baht |  | Baht |  | Baht |  | Baht |  |  | 0 | Baht |  | Baht |  | Baht |  | Baht |  |  |  |  | Baht | Baht |  |  | Baht | Baht | Baht | Baht | Baht | Baht | Baht | Baht | Baht | Baht | Baht | Baht | Baht | Baht | Baht | Baht | Baht | Baht | Baht | Baht | Baht | bar: 79 to 81
[18 empty] | 0 |  | 0 |  | 0 | [5 empty] | 0 |  | 0 |  | 0 |  | 0 |  | 0 |  | 0 |  | 0 |  | 0 |  |  |  | 0 | 0 |  |  | 0 | 0 | 0 | 0 | 0 | 0 | 0 | 0 | 0 | 0 | 0 | 0 | 0 | 0 | 0 | 0 | 0 | 0 | 0 | 0 | 0 | bar: 79 to 81
[18 empty] | 0 |  | 0 |  | 0 | [11 empty] | 0 | bar: 79 to 81
[18 empty] | 0 |  | 0 |  | 0 | [11 empty] | 0 | bar: 79 to 81
[18 empty] | 0 |  | 0 |  | 0 | [11 empty] | 0
[18 empty] | 0 |  | 0 |  | 0 | [11 empty] | 0
[18 empty] | 0 |  | 0 |  | 0 | [11 empty] | 0
[18 empty] | 0 |  | 0 |  | 0 | [11 empty] | 0
000000000000000000000000000000000000000
0000000000000000000000000000000000000000
000000000000000000000
[8 empty] | 0 | 0 |  |  |  |  | 0000000000000000000000000000000000000000000000000000000000000000000000000000000000000000000000000000
[8 empty] | 0 | 0
[8 empty] | 0 | 0
[8 empty] | 0 | 0
[8 empty] | 0 | 0
[8 empty] | 0 | 0
[8 empty] | 0 | 0
[8 empty] | 0 | 0
[8 empty] | 0 | 0
[8 empty] | 0 | 0
[8 empty] | 0 | 0
[8 empty] | 0 | 0
[8 empty] | 0 | 0
[8 empty] | 0 | 0
[8 empty] | 0 | 0
[8 empty] | 0 | 0
[8 empty] | 0 | 0
[8 empty] | 0 | 0
[8 empty] | 0 | 0
[8 empty] | 0 | 0
[8 empty] | 0 | 0
[8 empty] | 0 | 0
[8 empty] | 0 | 0
[8 empty] | 0 | 0
[8 empty] | 0 | 0
[8 empty] | 0 | 0
[8 empty] | 0 | 0
[8 empty] | 0 | 0
[8 empty] | 0 | 0
[8 empty] | 0 | 0
[8 empty] | 0 | 0
[8 empty] | 0 | 0
[8 empty] | 0 | 0
[8 empty] | 0 | 0
[8 empty] | 0 | 0
[8 empty] | 0 | 0
[8 empty] | 0 | 0
[8 empty] | 0 | 0
[8 empty] | 0 | 0
[8 empty] | 0 | 0
[8 empty] | 0 | 0
[8 empty] | 0 | 0
[8 empty] | 0 | 0
[8 empty] | 0 | 0
[8 empty] | 0 | 0
[8 empty] | 0 | 0
[8 empty] | 0 | 0
[8 empty] | 0 | 0
[8 empty] | 0 | 0
[8 empty] | 0 | 0
[8 empty] | 0 | 0
[8 empty] | 0 | 0
[8 empty] | 0 | 0
[8 empty] | 0 | 0
[8 empty] | 0 | 0
[8 empty] | 0 | 0
[8 empty] | 0 | 0
[8 empty] | 0 | 0
[8 empty] | 0 | 0
[8 empty] | 0 | 0
[8 empty] | 0 | 0
[8 empty] | 0 | 0
[8 empty] | 0 | 0
[8 empty] | 0 | 0
[8 empty] | 0 | 0
[8 empty] | 0 | 0
[8 empty] | 0 | 0
[8 empty] | 0 | 0
[8 empty] | 0 | 0
[8 empty] | 0 | 0
[8 empty] | 0 | 0
[8 empty] | 0 | 0
[8 empty] | 0 | 0
[8 empty] | 0 | 0
[8 empty] | 0 | 0
[8 empty] | 0 | 0
[8 empty] | 0 | 0
[8 empty] | 0 | 0
[8 empty] | 0 | 0
[8 empty] | 0 | 0
[8 empty] | 0 | 0
[8 empty] | 0 | 0
[8 empty] | 0 | 0
[8 empty] | 0 | 0
[8 empty] | 0 | 0
[8 empty] | 0 | 0
[8 empty] | 0 | 0
[8 empty] | 0 | 0
[8 empty] | 0 | 0
[8 empty] | 0 | 0
[8 empty] | 0 | 0
[8 empty] | 0 | 0
[8 empty] | 0 | 0
[8 empty] | 0 | 0
[8 empty] | 0 | 0
[8 empty] | 0 | 0
[8 empty] | 0 | 0
[8 empty] | 0 | 0
[8 empty] | 0 | 0
[8 empty] | 0 | 0

## _Supervisor (hidden)
INVITATION TO BID NO. TIEC-CR-13
Service of Installation Supervisor (Schedule X)
[77 empty] | 79 | 80 | 81 | 82 | 83 | 84 | 85 | 86 | 87 | 88 | 89 | 90 | 91 | 92 | 93 | 94 | 95 | 96 | 97 | 98 | 99 | 100 | 101 | 102 | 103 | 104 | 105 | 106 | 107 | 108 | 109 | 110 | 111 | 112 | 113 | 114 | 115 | 116 | 117 | 118 | 119 | 120 | 121 | 122 | 123 | 124 | 125 | 126 | 127 | 128
[8 empty] | SUPPLY OF CONTROL AND PROTECTION EQUIPMENT | [62 empty] | 72 | 73 | 75 | 76 | 77 | 78 | 82: Breakdown per Item :
[8 empty] | TRANSMISSION SYSTEM IMPROVEMENT PROJECT IN NORTHEASTERN, LOWER NORTHERN, CENTRAL REGIONS AND BANGKOK AREA TO ENHANCE SYSTEM SECURITY | [68 empty] | 82: Schedule :
System :
Job No. | Substation | Delivery Required by EGAT |  |  |  | Material group | Code No. | Item No. | Description | Short Description | Drawing No. / Reference No. | Qty. | Unit | Currency | Supply of Equipment | [15 empty] | Supply of Equipment |  | Foreign Currency |  | Local Currency |  | Local Transportation |  | Local Transportation, Construction and Installation |  | Purchase Price Offered for Dismantled Equipment |  | Plant |  | UOM | [25 empty] | Irrelevant | Incoterm | Account Assignment | Cost Object | Fund Center |  | 105: CFR Thai Port; 107: CIF Thai Port; 109: DDP EGAT 's Store; 111: Local Transportation; 113: Custom Clearance; 115: DDP EGAT 's Store; 117: Ex-works Price; 119: Local Transportation; 121: Foreign Currency; 123: Local Currency; 125: Local Transportation to EGAT 's Store; 127: Local Transportation, Construction and Installation | Long Description | Short Description
|  | (with in months after receipt of the notification of award) | [12 empty] | Foreign Supply | [5 empty] | Foreign Supply |  | Foreign Supply |  |  |  | Local Supply |  | Local Supply |  | Local Supply | [16 empty] | Preference | % Import Duty | Preference | CFR Price | CIF Price | Foreign Currency | Ex-works Price | Local Currency | Local Transportation | Local Transportation, | Marine Insurance Price | Customs Clearance | Import Duty Price | VAT for Imported Equipment | VAT for Import Duty | VAT for | VAT for Ex-works Price | VAT for | VAT for | VAT for Transportation, Construction and Installation | Foreign | Local | Evaluation Price | [6 empty] | 115: ( excluding VAT ); 117: ( excluding VAT )
[5 empty] | Completion Date | [9 empty] | FOB Vessel | Cost of | CFR Thai Port |  | CIF Thai Port |  | DDP EGAT 's Store |  | Local Transportation |  | Custom Clearance |  | DDP EGAT 's Store |  | Ex-works Price |  | Local Transportation | [12 empty] | Breakdown tab |  | Proposed Price | Evaluation Price | Status | [7 empty] | to EGAT 's Store | Construction and | [5 empty] | Foreign Currency |  | Local Currency | Local Transportation |  | Price Adjustment | Price Adjustment | [7 empty] | 104: Incoterm; 105: CFR; 107: CIF; 109: DDP; 111: ZTF; 113: ZCC; 115: DDP; 117: EXW; 119: ZTL; 125: ZTT; 127: ZCN
|  | CFR Thai Port | DDP or EGAT's Store | Ex-works | [11 empty] | Transportation | [10 empty] | ( excluding VAT ) |  | ( excluding VAT ) |  | ( excluding VAT ) |  | ( excluding VAT ) |  | ( excluding VAT ) |  | ( excluding VAT ) |  | ( excluding VAT ) |  | ( including VAT ) | [15 empty] | Installation | [%Insure(110%(CFR))] | [%Custom(CIF)] | [%Import Duty(CIF)] | [ %VAT(CFR/CIF) ] | [ %VAT( Import Duty) ] | [ %VAT(Foreign Currency) ] | [ %VAT(Ex-works Price) ] | [ %VAT(Local Currency) ] | to EGAT 's Store | [10 empty] | 104: Material group; 111: SV-TRN-MT; 113: SV-CTM; 119: SV-TRN-MT; 125: SV-TRN-MT; 127: SV-MNT-EQ
[16 empty] | to Thai Port | [6 empty] | Baht |  | Baht |  | Baht |  | Baht |  | Baht |  |  |  | Baht |  | Baht |  | Baht |  | Baht |  |  |  |  | Baht | Baht |  |  | Baht | Baht | Baht | Baht | Baht | Baht | Baht | Baht | Baht | Baht | Baht | Baht | Baht | Baht | Baht | Baht | Baht | Baht | Baht | Baht | Baht
|  | (month) | (month) | (month) | (month) | [9 empty] | Unit Price | Unit Price | Unit Price | Amount | Unit Price | Amount | Unit Price | Amount | Unit Price | Amount | Unit Price | Amount | Unit Price | Amount | Unit Price | Amount | Unit Price | Amount | Unit Price | Amount | Unit Price | Amount | Unit Price | Amount | Unit Price | Amount | Unit Price | Amount | [5 empty] | (Y/N) | (IPDTY) | (PRF) | (CFR) | (CIF) | (FC) | (EW) | (LC) | (LT) | (TCI) | (MI) | (CC) | ( IDP) | (VATIE) | (VATID) | (VATFC) | (VATEW) | (VATLC) | (VATLT) | (VATTCI) | (FPA) | (LPA) | (EVAPR)
0 | 0 |  |  |  | 0 | [11 empty] | 0 | 0 |  | 0 |  | 0 | [5 empty] | 0 |  | 0 |  | 0 |  | 0 |  | 0 |  | 0 |  | 0 |  | 0 |  |  | 0 | 0 | 0 |  |  | 0 | 0 | 0 | 0 | 0 | 0 | 0 | 0 | 0 | 0 | 0 | 0 | 0 | 0 | 0 | 0 | 0 | 0 | 0 | 0 | 0
0 | 0 |  |  |  | 0 | [11 empty] | 0 | 0 |  | 0 |  | 0 | [5 empty] | 0 |  | 0 |  | 0 |  | 0 |  | 0 |  | 0 |  | 0 |  | 0 |  |  | 0 | 0 | 0 |  |  | 0 | 0 | 0 | 0 | 0 | 0 | 0 | 0 | 0 | 0 | 0 | 0 | 0 | 0 | 0 | 0 | 0 | 0 | 0 | 0 | 0
0 | 0 |  |  |  | 0 | [11 empty] | 0 | 0 |  | 0 |  | 0 | [5 empty] | 0 |  | 0 |  | 0 |  | 0 |  | 0 |  | 0 |  | 0 |  | 0 |  |  | 0 | 0 | 0 |  |  | 0 | 0 | 0 | 0 | 0 | 0 | 0 | 0 | 0 | 0 | 0 | 0 | 0 | 0 | 0 | 0 | 0 | 0 | 0 | 0 | 0
0 | 0 |  |  |  | 0 | [11 empty] | 0 | 0 |  | 0 |  | 0 | [5 empty] | 0 |  | 0 |  | 0 |  | 0 |  | 0 |  | 0 |  | 0 |  | 0 |  |  | 0 | 0 | 0 |  |  | 0 | 0 | 0 | 0 | 0 | 0 | 0 | 0 | 0 | 0 | 0 | 0 | 0 | 0 | 0 | 0 | 0 | 0 | 0 | 0 | 0
0 | 0 |  |  |  | 0 | [11 empty] | 0 | 0 |  | 0 |  | 0 | [5 empty] | 0 |  | 0 |  | 0 |  | 0 |  | 0 |  | 0 |  | 0 |  | 0 |  |  | 0 | 0 | 0 |  |  | 0 | 0 | 0 | 0 | 0 | 0 | 0 | 0 | 0 | 0 | 0 | 0 | 0 | 0 | 0 | 0 | 0 | 0 | 0 | 0 | 0
0 | 0 |  |  |  | 0 | [11 empty] | 0 | 0 |  | 0 |  | 0 | [5 empty] | 0 |  | 0 |  | 0 |  | 0 |  | 0 |  | 0 |  | 0 |  | 0 |  |  | 0 | 0 | 0 |  |  | 0 | 0 | 0 | 0 | 0 | 0 | 0 | 0 | 0 | 0 | 0 | 0 | 0 | 0 | 0 | 0 | 0 | 0 | 0 | 0 | 0
0 | 0 |  |  |  | 0 | [11 empty] | 0 | 0 |  | 0 |  | 0 | [5 empty] | 0 |  | 0 |  | 0 |  | 0 |  | 0 |  | 0 |  | 0 |  | 0 |  |  | 0 | 0 | 0 |  |  | 0 | 0 | 0 | 0 | 0 | 0 | 0 | 0 | 0 | 0 | 0 | 0 | 0 | 0 | 0 | 0 | 0 | 0 | 0 | 0 | 0
0 | 0 |  |  |  | 0 | [11 empty] | 0 | 0 |  | 0 |  | 0 | [5 empty] | 0 |  | 0 |  | 0 |  | 0 |  | 0 |  | 0 |  | 0 |  | 0 |  |  | 0 | 0 | 0 |  |  | 0 | 0 | 0 | 0 | 0 | 0 | 0 | 0 | 0 | 0 | 0 | 0 | 0 | 0 | 0 | 0 | 0 | 0 | 0 | 0 | 0
0 | 0 |  |  |  | 0 | [11 empty] | 0 | 0 |  | 0 |  | 0 | [5 empty] | 0 |  | 0 |  | 0 |  | 0 |  | 0 |  | 0 |  | 0 |  | 0 |  |  | 0 | 0 | 0 |  |  | 0 | 0 | 0 | 0 | 0 | 0 | 0 | 0 | 0 | 0 | 0 | 0 | 0 | 0 | 0 | 0 | 0 | 0 | 0 | 0 | 0
0 | 0 |  |  |  | 0 | [11 empty] | 0 | 0 |  | 0 |  | 0 | [5 empty] | 0 |  | 0 |  | 0 |  | 0 |  | 0 |  | 0 |  | 0 |  | 0 |  |  | 0 | 0 | 0 |  |  | 0 | 0 | 0 | 0 | 0 | 0 | 0 | 0 | 0 | 0 | 0 | 0 | 0 | 0 | 0 | 0 | 0 | 0 | 0 | 0 | 0
0 | 0 |  |  |  | 0 | [11 empty] | 0 | 0 |  | 0 |  | 0 | [5 empty] | 0 |  | 0 |  | 0 |  | 0 |  | 0 |  | 0 |  | 0 |  | 0 |  |  | 0 | 0 | 0 |  |  | 0 | 0 | 0 | 0 | 0 | 0 | 0 | 0 | 0 | 0 | 0 | 0 | 0 | 0 | 0 | 0 | 0 | 0 | 0 | 0 | 0
0 | 0 |  |  |  | 0 | [11 empty] | 0 | 0 |  | 0 |  | 0 | [5 empty] | 0 |  | 0 |  | 0 |  | 0 |  | 0 |  | 0 |  | 0 |  | 0 |  |  | 0 | 0 | 0 |  |  | 0 | 0 | 0 | 0 | 0 | 0 | 0 | 0 | 0 | 0 | 0 | 0 | 0 | 0 | 0 | 0 | 0 | 0 | 0 | 0 | 0
0 | 0 |  |  |  | 0 | [11 empty] | 0 | 0 |  | 0 |  | 0 | [5 empty] | 0 |  | 0 |  | 0 |  | 0 |  | 0 |  | 0 |  | 0 |  | 0 |  |  | 0 | 0 | 0 |  |  | 0 | 0 | 0 | 0 | 0 | 0 | 0 | 0 | 0 | 0 | 0 | 0 | 0 | 0 | 0 | 0 | 0 | 0 | 0 | 0 | 0
0 | 0 |  |  |  | 0 | [11 empty] | 0 | 0 |  | 0 |  | 0 | [5 empty] | 0 |  | 0 |  | 0 |  | 0 |  | 0 |  | 0 |  | 0 |  | 0 |  |  | 0 | 0 | 0 |  |  | 0 | 0 | 0 | 0 | 0 | 0 | 0 | 0 | 0 | 0 | 0 | 0 | 0 | 0 | 0 | 0 | 0 | 0 | 0 | 0 | 0
0 | 0 |  |  |  | 0 | [11 empty] | 0 | 0 |  | 0 |  | 0 | [5 empty] | 0 |  | 0 |  | 0 |  | 0 |  | 0 |  | 0 |  | 0 |  | 0 |  |  | 0 | 0 | 0 |  |  | 0 | 0 | 0 | 0 | 0 | 0 | 0 | 0 | 0 | 0 | 0 | 0 | 0 | 0 | 0 | 0 | 0 | 0 | 0 | 0 | 0
0 | 0 |  |  |  | 0 | [11 empty] | 0 | 0 |  | 0 |  | 0 | [5 empty] | 0 |  | 0 |  | 0 |  | 0 |  | 0 |  | 0 |  | 0 |  | 0 |  |  | 0 | 0 | 0 |  |  | 0 | 0 | 0 | 0 | 0 | 0 | 0 | 0 | 0 | 0 | 0 | 0 | 0 | 0 | 0 | 0 | 0 | 0 | 0 | 0 | 0
0 | 0 |  |  |  | 0 | [11 empty] | 0 | 0 |  | 0 |  | 0 | [5 empty] | 0 |  | 0 |  | 0 |  | 0 |  | 0 |  | 0 |  | 0 |  | 0 |  |  | 0 | 0 | 0 |  |  | 0 | 0 | 0 | 0 | 0 | 0 | 0 | 0 | 0 | 0 | 0 | 0 | 0 | 0 | 0 | 0 | 0 | 0 | 0 | 0 | 0
0 | 0 |  |  |  | 0 | [11 empty] | 0 | 0 |  | 0 |  | 0 | [5 empty] | 0 |  | 0 |  | 0 |  | 0 |  | 0 |  | 0 |  | 0 |  | 0 |  |  | 0 | 0 | 0 |  |  | 0 | 0 | 0 | 0 | 0 | 0 | 0 | 0 | 0 | 0 | 0 | 0 | 0 | 0 | 0 | 0 | 0 | 0 | 0 | 0 | 0
0 | 0 |  |  |  | 0 | [11 empty] | 0 | 0 |  | 0 |  | 0 | [5 empty] | 0 |  | 0 |  | 0 |  | 0 |  | 0 |  | 0 |  | 0 |  | 0 |  |  | 0 | 0 | 0 |  |  | 0 | 0 | 0 | 0 | 0 | 0 | 0 | 0 | 0 | 0 | 0 | 0 | 0 | 0 | 0 | 0 | 0 | 0 | 0 | 0 | 0
0 | 0 |  |  |  | 0 | [11 empty] | 0 | 0 |  | 0 |  | 0 | [5 empty] | 0 |  | 0 |  | 0 |  | 0 |  | 0 |  | 0 |  | 0 |  | 0 |  |  | 0 | 0 | 0 |  |  | 0 | 0 | 0 | 0 | 0 | 0 | 0 | 0 | 0 | 0 | 0 | 0 | 0 | 0 | 0 | 0 | 0 | 0 | 0 | 0 | 0
0 | 0 |  |  |  | 0 | [11 empty] | 0 | 0 |  | 0 |  | 0 | [5 empty] | 0 |  | 0 |  | 0 |  | 0 |  | 0 |  | 0 |  | 0 |  | 0 |  |  | 0 | 0 | 0 |  |  | 0 | 0 | 0 | 0 | 0 | 0 | 0 | 0 | 0 | 0 | 0 | 0 | 0 | 0 | 0 | 0 | 0 | 0 | 0 | 0 | 0
0 | 0 |  |  |  | 0 | [11 empty] | 0 | 0 |  | 0 |  | 0 | [5 empty] | 0 |  | 0 |  | 0 |  | 0 |  | 0 |  | 0 |  | 0 |  | 0 |  |  | 0 | 0 | 0 |  |  | 0 | 0 | 0 | 0 | 0 | 0 | 0 | 0 | 0 | 0 | 0 | 0 | 0 | 0 | 0 | 0 | 0 | 0 | 0 | 0 | 0
0 | 0 |  |  |  | 0 | [11 empty] | 0 | 0 |  | 0 |  | 0 | [5 empty] | 0 |  | 0 |  | 0 |  | 0 |  | 0 |  | 0 |  | 0 |  | 0 |  |  | 0 | 0 | 0 |  |  | 0 | 0 | 0 | 0 | 0 | 0 | 0 | 0 | 0 | 0 | 0 | 0 | 0 | 0 | 0 | 0 | 0 | 0 | 0 | 0 | 0
0 | 0 |  |  |  | 0 | [11 empty] | 0 | 0 |  | 0 |  | 0 | [5 empty] | 0 |  | 0 |  | 0 |  | 0 |  | 0 |  | 0 |  | 0 |  | 0 |  |  | 0 | 0 | 0 |  |  | 0 | 0 | 0 | 0 | 0 | 0 | 0 | 0 | 0 | 0 | 0 | 0 | 0 | 0 | 0 | 0 | 0 | 0 | 0 | 0 | 0
0 | 0 |  |  |  | 0 | [11 empty] | 0 | 0 |  | 0 |  | 0 | [5 empty] | 0 |  | 0 |  | 0 |  | 0 |  | 0 |  | 0 |  | 0 |  | 0 |  |  | 0 | 0 | 0 |  |  | 0 | 0 | 0 | 0 | 0 | 0 | 0 | 0 | 0 | 0 | 0 | 0 | 0 | 0 | 0 | 0 | 0 | 0 | 0 | 0 | 0
0 | 0 |  |  |  | 0 | [11 empty] | 0 | 0 |  | 0 |  | 0 | [5 empty] | 0 |  | 0 |  | 0 |  | 0 |  | 0 |  | 0 |  | 0 |  | 0 |  |  | 0 | 0 | 0 |  |  | 0 | 0 | 0 | 0 | 0 | 0 | 0 | 0 | 0 | 0 | 0 | 0 | 0 | 0 | 0 | 0 | 0 | 0 | 0 | 0 | 0
0 | 0 |  |  |  | 0 | [11 empty] | 0 | 0 |  | 0 |  | 0 | [5 empty] | 0 |  | 0 |  | 0 |  | 0 |  | 0 |  | 0 |  | 0 |  | 0 |  |  | 0 | 0 | 0 |  |  | 0 | 0 | 0 | 0 | 0 | 0 | 0 | 0 | 0 | 0 | 0 | 0 | 0 | 0 | 0 | 0 | 0 | 0 | 0 | 0 | 0
0 | 0 |  |  |  | 0 | [11 empty] | 0 | 0 |  | 0 |  | 0 | [5 empty] | 0 |  | 0 |  | 0 |  | 0 |  | 0 |  | 0 |  | 0 |  | 0 |  |  | 0 | 0 | 0 |  |  | 0 | 0 | 0 | 0 | 0 | 0 | 0 | 0 | 0 | 0 | 0 | 0 | 0 | 0 | 0 | 0 | 0 | 0 | 0 | 0 | 0
0 | 0 |  |  |  | 0 | [11 empty] | 0 | 0 |  | 0 |  | 0 | [5 empty] | 0 |  | 0 |  | 0 |  | 0 |  | 0 |  | 0 |  | 0 |  | 0 |  |  | 0 | 0 | 0 |  |  | 0 | 0 | 0 | 0 | 0 | 0 | 0 | 0 | 0 | 0 | 0 | 0 | 0 | 0 | 0 | 0 | 0 | 0 | 0 | 0 | 0
0 | 0 |  |  |  | 0 | [11 empty] | 0 | 0 |  | 0 |  | 0 | [5 empty] | 0 |  | 0 |  | 0 |  | 0 |  | 0 |  | 0 |  | 0 |  | 0 |  |  | 0 | 0 | 0 |  |  | 0 | 0 | 0 | 0 | 0 | 0 | 0 | 0 | 0 | 0 | 0 | 0 | 0 | 0 | 0 | 0 | 0 | 0 | 0 | 0 | 0
0 | 0 |  |  |  | 0 | [11 empty] | 0 | 0 |  | 0 |  | 0 | [5 empty] | 0 |  | 0 |  | 0 |  | 0 |  | 0 |  | 0 |  | 0 |  | 0 |  |  | 0 | 0 | 0 |  |  | 0 | 0 | 0 | 0 | 0 | 0 | 0 | 0 | 0 | 0 | 0 | 0 | 0 | 0 | 0 | 0 | 0 | 0 | 0 | 0 | 0
0 | 0 |  |  |  | 0 | [11 empty] | 0 | 0 |  | 0 |  | 0 | [5 empty] | 0 |  | 0 |  | 0 |  | 0 |  | 0 |  | 0 |  | 0 |  | 0 |  |  | 0 | 0 | 0 |  |  | 0 | 0 | 0 | 0 | 0 | 0 | 0 | 0 | 0 | 0 | 0 | 0 | 0 | 0 | 0 | 0 | 0 | 0 | 0 | 0 | 0
0 | 0 |  |  |  | 0 | [11 empty] | 0 | 0 |  | 0 |  | 0 | [5 empty] | 0 |  | 0 |  | 0 |  | 0 |  | 0 |  | 0 |  | 0 |  | 0 |  |  | 0 | 0 | 0 |  |  | 0 | 0 | 0 | 0 | 0 | 0 | 0 | 0 | 0 | 0 | 0 | 0 | 0 | 0 | 0 | 0 | 0 | 0 | 0 | 0 | 0
0 | 0 |  |  |  | 0 | [11 empty] | 0 | 0 |  | 0 |  | 0 | [5 empty] | 0 |  | 0 |  | 0 |  | 0 |  | 0 |  | 0 |  | 0 |  | 0 |  |  | 0 | 0 | 0 |  |  | 0 | 0 | 0 | 0 | 0 | 0 | 0 | 0 | 0 | 0 | 0 | 0 | 0 | 0 | 0 | 0 | 0 | 0 | 0 | 0 | 0
0 | 0 |  |  |  | 0 | [11 empty] | 0 | 0 |  | 0 |  | 0 | [5 empty] | 0 |  | 0 |  | 0 |  | 0 |  | 0 |  | 0 |  | 0 |  | 0 |  |  | 0 | 0 | 0 |  |  | 0 | 0 | 0 | 0 | 0 | 0 | 0 | 0 | 0 | 0 | 0 | 0 | 0 | 0 | 0 | 0 | 0 | 0 | 0 | 0 | 0
0 | 0 |  |  |  | 0 | [11 empty] | 0 | 0 |  | 0 |  | 0 | [5 empty] | 0 |  | 0 |  | 0 |  | 0 |  | 0 |  | 0 |  | 0 |  | 0 |  |  | 0 | 0 | 0 |  |  | 0 | 0 | 0 | 0 | 0 | 0 | 0 | 0 | 0 | 0 | 0 | 0 | 0 | 0 | 0 | 0 | 0 | 0 | 0 | 0 | 0
0 | 0 |  |  |  | 0 | [11 empty] | 0 | 0 |  | 0 |  | 0 | [5 empty] | 0 |  | 0 |  | 0 |  | 0 |  | 0 |  | 0 |  | 0 |  | 0 |  |  | 0 | 0 | 0 |  |  | 0 | 0 | 0 | 0 | 0 | 0 | 0 | 0 | 0 | 0 | 0 | 0 | 0 | 0 | 0 | 0 | 0 | 0 | 0 | 0 | 0
0 | 0 |  |  |  | 0 | [11 empty] | 0 | 0 |  | 0 |  | 0 | [5 empty] | 0 |  | 0 |  | 0 |  | 0 |  | 0 |  | 0 |  | 0 |  | 0 |  |  | 0 | 0 | 0 |  |  | 0 | 0 | 0 | 0 | 0 | 0 | 0 | 0 | 0 | 0 | 0 | 0 | 0 | 0 | 0 | 0 | 0 | 0 | 0 | 0 | 0
0 | 0 |  |  |  | 0 | [11 empty] | 0 | 0 |  | 0 |  | 0 | [5 empty] | 0 |  | 0 |  | 0 |  | 0 |  | 0 |  | 0 |  | 0 |  | 0 |  |  | 0 | 0 | 0 |  |  | 0 | 0 | 0 | 0 | 0 | 0 | 0 | 0 | 0 | 0 | 0 | 0 | 0 | 0 | 0 | 0 | 0 | 0 | 0 | 0 | 0
0 | 0 |  |  |  | 0 | [11 empty] | 0 | 0 |  | 0 |  | 0 | [5 empty] | 0 |  | 0 |  | 0 |  | 0 |  | 0 |  | 0 |  | 0 |  | 0 |  |  | 0 | 0 | 0 |  |  | 0 | 0 | 0 | 0 | 0 | 0 | 0 | 0 | 0 | 0 | 0 | 0 | 0 | 0 | 0 | 0 | 0 | 0 | 0 | 0 | 0
0 | 0 |  |  |  | 0 | [11 empty] | 0 | 0 |  | 0 |  | 0 | [5 empty] | 0 |  | 0 |  | 0 |  | 0 |  | 0 |  | 0 |  | 0 |  | 0 |  |  | 0 | 0 | 0 |  |  | 0 | 0 | 0 | 0 | 0 | 0 | 0 | 0 | 0 | 0 | 0 | 0 | 0 | 0 | 0 | 0 | 0 | 0 | 0 | 0 | 0
0 | 0 |  |  |  | 0 | [11 empty] | 0 | 0 |  | 0 |  | 0 | [5 empty] | 0 |  | 0 |  | 0 |  | 0 |  | 0 |  | 0 |  | 0 |  | 0 |  |  | 0 | 0 | 0 |  |  | 0 | 0 | 0 | 0 | 0 | 0 | 0 | 0 | 0 | 0 | 0 | 0 | 0 | 0 | 0 | 0 | 0 | 0 | 0 | 0 | 0
0 | 0 |  |  |  | 0 | [11 empty] | 0 | 0 |  | 0 |  | 0 | [5 empty] | 0 |  | 0 |  | 0 |  | 0 |  | 0 |  | 0 |  | 0 |  | 0 |  |  | 0 | 0 | 0 |  |  | 0 | 0 | 0 | 0 | 0 | 0 | 0 | 0 | 0 | 0 | 0 | 0 | 0 | 0 | 0 | 0 | 0 | 0 | 0 | 0 | 0
0 | 0 |  |  |  | 0 | [11 empty] | 0 | 0 |  | 0 |  | 0 | [5 empty] | 0 |  | 0 |  | 0 |  | 0 |  | 0 |  | 0 |  | 0 |  | 0 |  |  | 0 | 0 | 0 |  |  | 0 | 0 | 0 | 0 | 0 | 0 | 0 | 0 | 0 | 0 | 0 | 0 | 0 | 0 | 0 | 0 | 0 | 0 | 0 | 0 | 0
0 | 0 |  |  |  | 0 | [11 empty] | 0 | 0 |  | 0 |  | 0 | [5 empty] | 0 |  | 0 |  | 0 |  | 0 |  | 0 |  | 0 |  | 0 |  | 0 |  |  | 0 | 0 | 0 |  |  | 0 | 0 | 0 | 0 | 0 | 0 | 0 | 0 | 0 | 0 | 0 | 0 | 0 | 0 | 0 | 0 | 0 | 0 | 0 | 0 | 0
0 | 0 |  |  |  | 0 | [11 empty] | 0 | 0 |  | 0 |  | 0 | [5 empty] | 0 |  | 0 |  | 0 |  | 0 |  | 0 |  | 0 |  | 0 |  | 0 |  |  | 0 | 0 | 0 |  |  | 0 | 0 | 0 | 0 | 0 | 0 | 0 | 0 | 0 | 0 | 0 | 0 | 0 | 0 | 0 | 0 | 0 | 0 | 0 | 0 | 0
0 | 0 |  |  |  | 0 | [11 empty] | 0 | 0 |  | 0 |  | 0 | [5 empty] | 0 |  | 0 |  | 0 |  | 0 |  | 0 |  | 0 |  | 0 |  | 0 |  |  | 0 | 0 | 0 |  |  | 0 | 0 | 0 | 0 | 0 | 0 | 0 | 0 | 0 | 0 | 0 | 0 | 0 | 0 | 0 | 0 | 0 | 0 | 0 | 0 | 0
0 | 0 |  |  |  | 0 | [11 empty] | 0 | 0 |  | 0 |  | 0 | [5 empty] | 0 |  | 0 |  | 0 |  | 0 |  | 0 |  | 0 |  | 0 |  | 0 |  |  | 0 | 0 | 0 |  |  | 0 | 0 | 0 | 0 | 0 | 0 | 0 | 0 | 0 | 0 | 0 | 0 | 0 | 0 | 0 | 0 | 0 | 0 | 0 | 0 | 0
0 | 0 |  |  |  | 0 | [11 empty] | 0 | 0 |  | 0 |  | 0 | [5 empty] | 0 |  | 0 |  | 0 |  | 0 |  | 0 |  | 0 |  | 0 |  | 0 |  |  | 0 | 0 | 0 |  |  | 0 | 0 | 0 | 0 | 0 | 0 | 0 | 0 | 0 | 0 | 0 | 0 | 0 | 0 | 0 | 0 | 0 | 0 | 0 | 0 | 0
0 | 0 |  |  |  | 0 | [11 empty] | 0 | 0 |  | 0 |  | 0 | [5 empty] | 0 |  | 0 |  | 0 |  | 0 |  | 0 |  | 0 |  | 0 |  | 0 |  |  | 0 | 0 | 0 |  |  | 0 | 0 | 0 | 0 | 0 | 0 | 0 | 0 | 0 | 0 | 0 | 0 | 0 | 0 | 0 | 0 | 0 | 0 | 0 | 0 | 0
0 | 0 |  |  |  | 0 | [11 empty] | 0 | 0 |  | 0 |  | 0 | [5 empty] | 0 |  | 0 |  | 0 |  | 0 |  | 0 |  | 0 |  | 0 |  | 0 |  |  | 0 | 0 | 0 |  |  | 0 | 0 | 0 | 0 | 0 | 0 | 0 | 0 | 0 | 0 | 0 | 0 | 0 | 0 | 0 | 0 | 0 | 0 | 0 | 0 | 0
0 | 0 |  |  |  | 0 | [11 empty] | 0 | 0 |  | 0 |  | 0 | [5 empty] | 0 |  | 0 |  | 0 |  | 0 |  | 0 |  | 0 |  | 0 |  | 0 |  |  | 0 | 0 | 0 |  |  | 0 | 0 | 0 | 0 | 0 | 0 | 0 | 0 | 0 | 0 | 0 | 0 | 0 | 0 | 0 | 0 | 0 | 0 | 0 | 0 | 0
0 | 0 |  |  |  | 0 | [11 empty] | 0 | 0 |  | 0 |  | 0 | [5 empty] | 0 |  | 0 |  | 0 |  | 0 |  | 0 |  | 0 |  | 0 |  | 0 |  |  | 0 | 0 | 0 |  |  | 0 | 0 | 0 | 0 | 0 | 0 | 0 | 0 | 0 | 0 | 0 | 0 | 0 | 0 | 0 | 0 | 0 | 0 | 0 | 0 | 0
0 | 0 |  |  |  | 0 | [11 empty] | 0 | 0 |  | 0 |  | 0 | [5 empty] | 0 |  | 0 |  | 0 |  | 0 |  | 0 |  | 0 |  | 0 |  | 0 |  |  | 0 | 0 | 0 |  |  | 0 | 0 | 0 | 0 | 0 | 0 | 0 | 0 | 0 | 0 | 0 | 0 | 0 | 0 | 0 | 0 | 0 | 0 | 0 | 0 | 0
0 | 0 |  |  |  | 0 | [11 empty] | 0 | 0 |  | 0 |  | 0 | [5 empty] | 0 |  | 0 |  | 0 |  | 0 |  | 0 |  | 0 |  | 0 |  | 0 |  |  | 0 | 0 | 0 |  |  | 0 | 0 | 0 | 0 | 0 | 0 | 0 | 0 | 0 | 0 | 0 | 0 | 0 | 0 | 0 | 0 | 0 | 0 | 0 | 0 | 0
0 | 0 |  |  |  | 0 | [11 empty] | 0 | 0 |  | 0 |  | 0 | [5 empty] | 0 |  | 0 |  | 0 |  | 0 |  | 0 |  | 0 |  | 0 |  | 0 |  |  | 0 | 0 | 0 |  |  | 0 | 0 | 0 | 0 | 0 | 0 | 0 | 0 | 0 | 0 | 0 | 0 | 0 | 0 | 0 | 0 | 0 | 0 | 0 | 0 | 0
0 | 0 |  |  |  | 0 | [11 empty] | 0 | 0 |  | 0 |  | 0 | [5 empty] | 0 |  | 0 |  | 0 |  | 0 |  | 0 |  | 0 |  | 0 |  | 0 |  |  | 0 | 0 | 0 |  |  | 0 | 0 | 0 | 0 | 0 | 0 | 0 | 0 | 0 | 0 | 0 | 0 | 0 | 0 | 0 | 0 | 0 | 0 | 0 | 0 | 0
0 | 0 |  |  |  | 0 | [11 empty] | 0 | 0 |  | 0 |  | 0 | [5 empty] | 0 |  | 0 |  | 0 |  | 0 |  | 0 |  | 0 |  | 0 |  | 0 |  |  | 0 | 0 | 0 |  |  | 0 | 0 | 0 | 0 | 0 | 0 | 0 | 0 | 0 | 0 | 0 | 0 | 0 | 0 | 0 | 0 | 0 | 0 | 0 | 0 | 0
0 | 0 |  |  |  | 0 | [11 empty] | 0 | 0 |  | 0 |  | 0 | [5 empty] | 0 |  | 0 |  | 0 |  | 0 |  | 0 |  | 0 |  | 0 |  | 0 |  |  | 0 | 0 | 0 |  |  | 0 | 0 | 0 | 0 | 0 | 0 | 0 | 0 | 0 | 0 | 0 | 0 | 0 | 0 | 0 | 0 | 0 | 0 | 0 | 0 | 0
0 | 0 |  |  |  | 0 | [11 empty] | 0 | 0 |  | 0 |  | 0 | [5 empty] | 0 |  | 0 |  | 0 |  | 0 |  | 0 |  | 0 |  | 0 |  | 0 |  |  | 0 | 0 | 0 |  |  | 0 | 0 | 0 | 0 | 0 | 0 | 0 | 0 | 0 | 0 | 0 | 0 | 0 | 0 | 0 | 0 | 0 | 0 | 0 | 0 | 0
0 | 0 |  |  |  | 0 | [11 empty] | 0 | 0 |  | 0 |  | 0 | [5 empty] | 0 |  | 0 |  | 0 |  | 0 |  | 0 |  | 0 |  | 0 |  | 0 |  |  | 0 | 0 | 0 |  |  | 0 | 0 | 0 | 0 | 0 | 0 | 0 | 0 | 0 | 0 | 0 | 0 | 0 | 0 | 0 | 0 | 0 | 0 | 0 | 0 | 0
0 | 0 |  |  |  | 0 | [11 empty] | 0 | 0 |  | 0 |  | 0 | [5 empty] | 0 |  | 0 |  | 0 |  | 0 |  | 0 |  | 0 |  | 0 |  | 0 |  |  | 0 | 0 | 0 |  |  | 0 | 0 | 0 | 0 | 0 | 0 | 0 | 0 | 0 | 0 | 0 | 0 | 0 | 0 | 0 | 0 | 0 | 0 | 0 | 0 | 0
0 | 0 |  |  |  | 0 | [11 empty] | 0 | 0 |  | 0 |  | 0 | [5 empty] | 0 |  | 0 |  | 0 |  | 0 |  | 0 |  | 0 |  | 0 |  | 0 |  |  | 0 | 0 | 0 |  |  | 0 | 0 | 0 | 0 | 0 | 0 | 0 | 0 | 0 | 0 | 0 | 0 | 0 | 0 | 0 | 0 | 0 | 0 | 0 | 0 | 0
0 | 0 |  |  |  | 0 | [11 empty] | 0 | 0 |  | 0 |  | 0 | [5 empty] | 0 |  | 0 |  | 0 |  | 0 |  | 0 |  | 0 |  | 0 |  | 0 |  |  | 0 | 0 | 0 |  |  | 0 | 0 | 0 | 0 | 0 | 0 | 0 | 0 | 0 | 0 | 0 | 0 | 0 | 0 | 0 | 0 | 0 | 0 | 0 | 0 | 0
0 | 0 |  |  |  | 0 | [11 empty] | 0 | 0 |  | 0 |  | 0 | [5 empty] | 0 |  | 0 |  | 0 |  | 0 |  | 0 |  | 0 |  | 0 |  | 0 |  |  | 0 | 0 | 0 |  |  | 0 | 0 | 0 | 0 | 0 | 0 | 0 | 0 | 0 | 0 | 0 | 0 | 0 | 0 | 0 | 0 | 0 | 0 | 0 | 0 | 0
0 | 0 |  |  |  | 0 | [11 empty] | 0 | 0 |  | 0 |  | 0 | [5 empty] | 0 |  | 0 |  | 0 |  | 0 |  | 0 |  | 0 |  | 0 |  | 0 |  |  | 0 | 0 | 0 |  |  | 0 | 0 | 0 | 0 | 0 | 0 | 0 | 0 | 0 | 0 | 0 | 0 | 0 | 0 | 0 | 0 | 0 | 0 | 0 | 0 | 0
0 | 0 |  |  |  | 0 | [11 empty] | 0 | 0 |  | 0 |  | 0 | [5 empty] | 0 |  | 0 |  | 0 |  | 0 |  | 0 |  | 0 |  | 0 |  | 0 |  |  | 0 | 0 | 0 |  |  | 0 | 0 | 0 | 0 | 0 | 0 | 0 | 0 | 0 | 0 | 0 | 0 | 0 | 0 | 0 | 0 | 0 | 0 | 0 | 0 | 0
0 | 0 |  |  |  | 0 | [11 empty] | 0 | 0 |  | 0 |  | 0 | [5 empty] | 0 |  | 0 |  | 0 |  | 0 |  | 0 |  | 0 |  | 0 |  | 0 |  |  | 0 | 0 | 0 |  |  | 0 | 0 | 0 | 0 | 0 | 0 | 0 | 0 | 0 | 0 | 0 | 0 | 0 | 0 | 0 | 0 | 0 | 0 | 0 | 0 | 0
0 | 0 |  |  |  | 0 | [11 empty] | 0 | 0 |  | 0 |  | 0 | [5 empty] | 0 |  | 0 |  | 0 |  | 0 |  | 0 |  | 0 |  | 0 |  | 0 |  |  | 0 | 0 | 0 |  |  | 0 | 0 | 0 | 0 | 0 | 0 | 0 | 0 | 0 | 0 | 0 | 0 | 0 | 0 | 0 | 0 | 0 | 0 | 0 | 0 | 0
0 | 0 |  |  |  | 0 | [11 empty] | 0 | 0 |  | 0 |  | 0 | [5 empty] | 0 |  | 0 |  | 0 |  | 0 |  | 0 |  | 0 |  | 0 |  | 0 |  |  | 0 | 0 | 0 |  |  | 0 | 0 | 0 | 0 | 0 | 0 | 0 | 0 | 0 | 0 | 0 | 0 | 0 | 0 | 0 | 0 | 0 | 0 | 0 | 0 | 0
0 | 0 |  |  |  | 0 | [11 empty] | 0 | 0 |  | 0 |  | 0 | [5 empty] | 0 |  | 0 |  | 0 |  | 0 |  | 0 |  | 0 |  | 0 |  | 0 |  |  | 0 | 0 | 0 |  |  | 0 | 0 | 0 | 0 | 0 | 0 | 0 | 0 | 0 | 0 | 0 | 0 | 0 | 0 | 0 | 0 | 0 | 0 | 0 | 0 | 0
0 | 0 |  |  |  | 0 | [11 empty] | 0 | 0 |  | 0 |  | 0 | [5 empty] | 0 |  | 0 |  | 0 |  | 0 |  | 0 |  | 0 |  | 0 |  | 0 |  |  | 0 | 0 | 0 |  |  | 0 | 0 | 0 | 0 | 0 | 0 | 0 | 0 | 0 | 0 | 0 | 0 | 0 | 0 | 0 | 0 | 0 | 0 | 0 | 0 | 0
0 | 0 |  |  |  | 0 | [11 empty] | 0 | 0 |  | 0 |  | 0 | [5 empty] | 0 |  | 0 |  | 0 |  | 0 |  | 0 |  | 0 |  | 0 |  | 0 |  |  | 0 | 0 | 0 |  |  | 0 | 0 | 0 | 0 | 0 | 0 | 0 | 0 | 0 | 0 | 0 | 0 | 0 | 0 | 0 | 0 | 0 | 0 | 0 | 0 | 0
0 | 0 |  |  |  | 0 | [11 empty] | 0 | 0 |  | 0 |  | 0 | [5 empty] | 0 |  | 0 |  | 0 |  | 0 |  | 0 |  | 0 |  | 0 |  | 0 |  |  | 0 | 0 | 0 |  |  | 0 | 0 | 0 | 0 | 0 | 0 | 0 | 0 | 0 | 0 | 0 | 0 | 0 | 0 | 0 | 0 | 0 | 0 | 0 | 0 | 0
0 | 0 |  |  |  | 0 | [11 empty] | 0 | 0 |  | 0 |  | 0 | [5 empty] | 0 |  | 0 |  | 0 |  | 0 |  | 0 |  | 0 |  | 0 |  | 0 |  |  | 0 | 0 | 0 |  |  | 0 | 0 | 0 | 0 | 0 | 0 | 0 | 0 | 0 | 0 | 0 | 0 | 0 | 0 | 0 | 0 | 0 | 0 | 0 | 0 | 0
0 | 0 |  |  |  | 0 | [11 empty] | 0 | 0 |  | 0 |  | 0 | [5 empty] | 0 |  | 0 |  | 0 |  | 0 |  | 0 |  | 0 |  | 0 |  | 0 |  |  | 0 | 0 | 0 |  |  | 0 | 0 | 0 | 0 | 0 | 0 | 0 | 0 | 0 | 0 | 0 | 0 | 0 | 0 | 0 | 0 | 0 | 0 | 0 | 0 | 0
0 | 0 |  |  |  | 0 | [11 empty] | 0 | 0 |  | 0 |  | 0 | [5 empty] | 0 |  | 0 |  | 0 |  | 0 |  | 0 |  | 0 |  | 0 |  | 0 |  |  | 0 | 0 | 0 |  |  | 0 | 0 | 0 | 0 | 0 | 0 | 0 | 0 | 0 | 0 | 0 | 0 | 0 | 0 | 0 | 0 | 0 | 0 | 0 | 0 | 0
0 | 0 |  |  |  | 0 | [11 empty] | 0 | 0 |  | 0 |  | 0 | [5 empty] | 0 |  | 0 |  | 0 |  | 0 |  | 0 |  | 0 |  | 0 |  | 0 |  |  | 0 | 0 | 0 |  |  | 0 | 0 | 0 | 0 | 0 | 0 | 0 | 0 | 0 | 0 | 0 | 0 | 0 | 0 | 0 | 0 | 0 | 0 | 0 | 0 | 0
0 | 0 |  |  |  | 0 | [11 empty] | 0 | 0 |  | 0 |  | 0 | [5 empty] | 0 |  | 0 |  | 0 |  | 0 |  | 0 |  | 0 |  | 0 |  | 0 |  |  | 0 | 0 | 0 |  |  | 0 | 0 | 0 | 0 | 0 | 0 | 0 | 0 | 0 | 0 | 0 | 0 | 0 | 0 | 0 | 0 | 0 | 0 | 0 | 0 | 0
0 | 0 |  |  |  | 0 | [11 empty] | 0 | 0 |  | 0 |  | 0 | [5 empty] | 0 |  | 0 |  | 0 |  | 0 |  | 0 |  | 0 |  | 0 |  | 0 |  |  | 0 | 0 | 0 |  |  | 0 | 0 | 0 | 0 | 0 | 0 | 0 | 0 | 0 | 0 | 0 | 0 | 0 | 0 | 0 | 0 | 0 | 0 | 0 | 0 | 0
0 | 0 |  |  |  | 0 | [11 empty] | 0 | 0 |  | 0 |  | 0 | [5 empty] | 0 |  | 0 |  | 0 |  | 0 |  | 0 |  | 0 |  | 0 |  | 0 |  |  | 0 | 0 | 0 |  |  | 0 | 0 | 0 | 0 | 0 | 0 | 0 | 0 | 0 | 0 | 0 | 0 | 0 | 0 | 0 | 0 | 0 | 0 | 0 | 0 | 0
0 | 0 |  |  |  | 0 | [11 empty] | 0 | 0 |  | 0 |  | 0 | [5 empty] | 0 |  | 0 |  | 0 |  | 0 |  | 0 |  | 0 |  | 0 |  | 0 |  |  | 0 | 0 | 0 |  |  | 0 | 0 | 0 | 0 | 0 | 0 | 0 | 0 | 0 | 0 | 0 | 0 | 0 | 0 | 0 | 0 | 0 | 0 | 0 | 0 | 0
0 | 0 |  |  |  | 0 | [11 empty] | 0 | 0 |  | 0 |  | 0 | [5 empty] | 0 |  | 0 |  | 0 |  | 0 |  | 0 |  | 0 |  | 0 |  | 0 |  |  | 0 | 0 | 0 |  |  | 0 | 0 | 0 | 0 | 0 | 0 | 0 | 0 | 0 | 0 | 0 | 0 | 0 | 0 | 0 | 0 | 0 | 0 | 0 | 0 | 0
0 | 0 |  |  |  | 0 | [11 empty] | 0 | 0 |  | 0 |  | 0 | [5 empty] | 0 |  | 0 |  | 0 |  | 0 |  | 0 |  | 0 |  | 0 |  | 0 |  |  | 0 | 0 | 0 |  |  | 0 | 0 | 0 | 0 | 0 | 0 | 0 | 0 | 0 | 0 | 0 | 0 | 0 | 0 | 0 | 0 | 0 | 0 | 0 | 0 | 0
0 | 0 |  |  |  | 0 | [11 empty] | 0 | 0 |  | 0 |  | 0 | [5 empty] | 0 |  | 0 |  | 0 |  | 0 |  | 0 |  | 0 |  | 0 |  | 0 |  |  | 0 | 0 | 0 |  |  | 0 | 0 | 0 | 0 | 0 | 0 | 0 | 0 | 0 | 0 | 0 | 0 | 0 | 0 | 0 | 0 | 0 | 0 | 0 | 0 | 0
0 | 0 |  |  |  | 0 | [11 empty] | 0 | 0 |  | 0 |  | 0 | [5 empty] | 0 |  | 0 |  | 0 |  | 0 |  | 0 |  | 0 |  | 0 |  | 0 |  |  | 0 | 0 | 0 |  |  | 0 | 0 | 0 | 0 | 0 | 0 | 0 | 0 | 0 | 0 | 0 | 0 | 0 | 0 | 0 | 0 | 0 | 0 | 0 | 0 | 0
0 | 0 |  |  |  | 0 | [11 empty] | 0 | 0 |  | 0 |  | 0 | [5 empty] | 0 |  | 0 |  | 0 |  | 0 |  | 0 |  | 0 |  | 0 |  | 0 |  |  | 0 | 0 | 0 |  |  | 0 | 0 | 0 | 0 | 0 | 0 | 0 | 0 | 0 | 0 | 0 | 0 | 0 | 0 | 0 | 0 | 0 | 0 | 0 | 0 | 0
0 | 0 |  |  |  | 0 | [11 empty] | 0 | 0 |  | 0 |  | 0 | [5 empty] | 0 |  | 0 |  | 0 |  | 0 |  | 0 |  | 0 |  | 0 |  | 0 |  |  | 0 | 0 | 0 |  |  | 0 | 0 | 0 | 0 | 0 | 0 | 0 | 0 | 0 | 0 | 0 | 0 | 0 | 0 | 0 | 0 | 0 | 0 | 0 | 0 | 0
0 | 0 |  |  |  | 0 | [11 empty] | 0 | 0 |  | 0 |  | 0 | [5 empty] | 0 |  | 0 |  | 0 |  | 0 |  | 0 |  | 0 |  | 0 |  | 0 |  |  | 0 | 0 | 0 |  |  | 0 | 0 | 0 | 0 | 0 | 0 | 0 | 0 | 0 | 0 | 0 | 0 | 0 | 0 | 0 | 0 | 0 | 0 | 0 | 0 | 0
0 | 0 |  |  |  | 0 | [11 empty] | 0 | 0 |  | 0 |  | 0 | [5 empty] | 0 |  | 0 |  | 0 |  | 0 |  | 0 |  | 0 |  | 0 |  | 0 |  |  | 0 | 0 | 0 |  |  | 0 | 0 | 0 | 0 | 0 | 0 | 0 | 0 | 0 | 0 | 0 | 0 | 0 | 0 | 0 | 0 | 0 | 0 | 0 | 0 | 0
0 | 0 |  |  |  | 0 | [11 empty] | 0 | 0 |  | 0 |  | 0 | [5 empty] | 0 |  | 0 |  | 0 |  | 0 |  | 0 |  | 0 |  | 0 |  | 0 |  |  | 0 | 0 | 0 |  |  | 0 | 0 | 0 | 0 | 0 | 0 | 0 | 0 | 0 | 0 | 0 | 0 | 0 | 0 | 0 | 0 | 0 | 0 | 0 | 0 | 0
0 | 0 |  |  |  | 0 | [11 empty] | 0 | 0 |  | 0 |  | 0 | [5 empty] | 0 |  | 0 |  | 0 |  | 0 |  | 0 |  | 0 |  | 0 |  | 0 |  |  | 0 | 0 | 0 |  |  | 0 | 0 | 0 | 0 | 0 | 0 | 0 | 0 | 0 | 0 | 0 | 0 | 0 | 0 | 0 | 0 | 0 | 0 | 0 | 0 | 0
0 | 0 |  |  |  | 0 | [11 empty] | 0 | 0 |  | 0 |  | 0 | [5 empty] | 0 |  | 0 |  | 0 |  | 0 |  | 0 |  | 0 |  | 0 |  | 0 |  |  | 0 | 0 | 0 |  |  | 0 | 0 | 0 | 0 | 0 | 0 | 0 | 0 | 0 | 0 | 0 | 0 | 0 | 0 | 0 | 0 | 0 | 0 | 0 | 0 | 0
0 | 0 |  |  |  | 0 | [11 empty] | 0 | 0 |  | 0 |  | 0 | [5 empty] | 0 |  | 0 |  | 0 |  | 0 |  | 0 |  | 0 |  | 0 |  | 0 |  |  | 0 | 0 | 0 |  |  | 0 | 0 | 0 | 0 | 0 | 0 | 0 | 0 | 0 | 0 | 0 | 0 | 0 | 0 | 0 | 0 | 0 | 0 | 0 | 0 | 0
0 | 0 |  |  |  | 0 | [11 empty] | 0 | 0 |  | 0 |  | 0 | [5 empty] | 0 |  | 0 |  | 0 |  | 0 |  | 0 |  | 0 |  | 0 |  | 0 |  |  | 0 | 0 | 0 |  |  | 0 | 0 | 0 | 0 | 0 | 0 | 0 | 0 | 0 | 0 | 0 | 0 | 0 | 0 | 0 | 0 | 0 | 0 | 0 | 0 | 0
0 | 0 |  |  |  | 0 | [11 empty] | 0 | 0 |  | 0 |  | 0 | [5 empty] | 0 |  | 0 |  | 0 |  | 0 |  | 0 |  | 0 |  | 0 |  | 0 |  |  | 0 | 0 | 0 |  |  | 0 | 0 | 0 | 0 | 0 | 0 | 0 | 0 | 0 | 0 | 0 | 0 | 0 | 0 | 0 | 0 | 0 | 0 | 0 | 0 | 0
0 | 0 |  |  |  | 0 | [11 empty] | 0 | 0 |  | 0 |  | 0 | [5 empty] | 0 |  | 0 |  | 0 |  | 0 |  | 0 |  | 0 |  | 0 |  | 0 |  |  | 0 | 0 | 0 |  |  | 0 | 0 | 0 | 0 | 0 | 0 | 0 | 0 | 0 | 0 | 0 | 0 | 0 | 0 | 0 | 0 | 0 | 0 | 0 | 0 | 0
0 | 0 |  |  |  | 0 | [11 empty] | 0 | 0 |  | 0 |  | 0 | [5 empty] | 0 |  | 0 |  | 0 |  | 0 |  | 0 |  | 0 |  | 0 |  | 0 |  |  | 0 | 0 | 0 |  |  | 0 | 0 | 0 | 0 | 0 | 0 | 0 | 0 | 0 | 0 | 0 | 0 | 0 | 0 | 0 | 0 | 0 | 0 | 0 | 0 | 0
0 | 0 |  |  |  | 0 | [11 empty] | 0 | 0 |  | 0 |  | 0 | [5 empty] | 0 |  | 0 |  | 0 |  | 0 |  | 0 |  | 0 |  | 0 |  | 0 |  |  | 0 | 0 | 0 |  |  | 0 | 0 | 0 | 0 | 0 | 0 | 0 | 0 | 0 | 0 | 0 | 0 | 0 | 0 | 0 | 0 | 0 | 0 | 0 | 0 | 0
0 | 0 |  |  |  | 0 | [11 empty] | 0 | 0 |  | 0 |  | 0 | [5 empty] | 0 |  | 0 |  | 0 |  | 0 |  | 0 |  | 0 |  | 0 |  | 0 |  |  | 0 | 0 | 0 |  |  | 0 | 0 | 0 | 0 | 0 | 0 | 0 | 0 | 0 | 0 | 0 | 0 | 0 | 0 | 0 | 0 | 0 | 0 | 0 | 0 | 0
[6 empty] | END | [30 empty] | Baht |  | Baht |  | Baht |  |  |  |  | Baht | Baht |  |  | Baht | Baht | Baht | Baht | Baht | Baht | Baht | Baht | Baht | Baht | Baht | Baht | Baht | Baht | Baht | Baht | Baht | Baht | Baht | Baht | Baht | bar: 79 to 81
[28 empty] | 0 | [9 empty] | 0 |  | 0 |  | 0 |  |  |  | 0 | 0 |  |  | 0 | 0 | 0 | 0 | 0 | 0 | 0 | 0 | 0 | 0 | 0 | 0 | 0 | 0 | 0 | 0 | 0 | 0 | 0 | 0 | 0 | bar: 79 to 81
[8 empty] | Note: | 1. The quoted total man-days for installation supervisor shall be the required number of days for complete installation, erection, field test and commissioning of all equipment as specified. 2. In addition to the quoted total man-days above, EGAT will also pay the following : a. Travelling time from and to Supervisor's home office as well as travelling time from and to the installation site including ten (10) working days of operation, if any, which will be at the same rate as the cost quoted per man-day. b. Airfares round trip economy class between the Supervisor 's home office and Bangkok by the most expeditious and direct route. 3. Local transportation from and to installation site will be provided by EGAT. 4. If the working man-days are less than the quoted total man-days, the payment shall be on the basis of actual man-days. 5. For man-days exceeding the quoted total amount, no payment shall be made by EGAT. Any such additional man-days approved by EGAT shall be paid on the quoted man-days rate.